## Sheet3
blue | Micro
white | not quoted list
yellow | single bidder
new correction
genetic and genomics
lab medicine
NTC
PATHOLOGY
LAB MEDICINE CONTROL
change

## correction
Sl.No | Description of Work / Item(s) | DESCRIPTION OF WORK / ITEM(S)
1 | -20*C MINI COOLER (IT SHOULD BE MADE UP OF POLYCARBONATE AND NON-TOXIC GEL, MUST CONTAIN ATLEAST 12 PLACES FOR 1.5ML TUBE. ) - 1 NOS | -20*C MINI COOLER (IT SHOULD BE MADE UP OF POLYCARBONATE AND NON-TOXIC GEL, MUST CONTAIN ATLEAST 12 PLACES FOR 1.5ML TUBE. ) - 1 NOS
2 | 50 X TAE BUFFER - 1 LITRE | 50 X TAE BUFFER - 1 LITRE
3 | 10 X TAE BUFFER - 1 Ltr | 10 X TAE BUFFER - 1 LTR
4 | 0.1 G PARACETIC ACID OTHER INGREDIENTS : CORROSION INHIBITORS, SURFACTANTS, STABILISING AGENTS, EXCIPIENTS. HYDROGEN PEROXIDE, ACETIC ACID PASSES EN 13624, EN 13727, EN 14348, EN 14347, EN 14476 STANDARDS, PACK SIZE: 5 LITRE JAR | 0.1 G PARACETIC ACID OTHER INGREDIENTS : CORROSION INHIBITORS, SURFACTANTS, STABILISING AGENTS, EXCIPIENTS. HYDROGEN PEROXIDE, ACETIC ACID PASSES EN 13624, EN 13727, EN 14348, EN 14347, EN 14476 STANDARDS, PACK SIZE: 5 LITRE JAR
5 | 1% W/V AVAILABLE IODINE IN NONOXYNOL IODINE SURFACTANT 500 ML | 1% W/V AVAILABLE IODINE IN NONOXYNOL IODINE SURFACTANT 500 ML
6 | 1,4-DITHIOTREYTOL (DTT) SOLID (POWDER) - 25 GM | 1,4-DITHIOTREYTOL (DTT) SOLID (POWDER) - 25 GM
7 | 100 g of granules contain the following active ingredients: 43 g sodium per carbonate, 22 g tetraacetylethylenediamine. Passes EN 13624, EN 13727, EN 14348, EN 14561, EN 14562, EN 14563, EN 13704 and EN 14476 Standards | 100 G OF GRANULES CONTAIN THE FOLLOWING ACTIVE INGREDIENTS: 43 G SODIUM PER CARBONATE, 22 G TETRAACETYLETHYLENEDIAMINE. PASSES EN 13624, EN 13727, EN 14348, EN 14561, EN 14562, EN 14563, EN 13704 AND EN 14476 STANDARDS
8 | 2*-AB ENZYMATIC REACTION STOP SOLUTION H2SO4 PARAFORMALDEHYDE GLUTARALDEHYDE SOLUTION,25% W/W - 1 GM | 2*-AB ENZYMATIC REACTION STOP SOLUTION H2SO4 PARAFORMALDEHYDE GLUTARALDEHYDE SOLUTION,25% W/W - 1 GM
9 | 20-40% PHOSPHORIC ACID BASED SCALE REMOVER LTR - 5 Ltrs | 20-40% PHOSPHORIC ACID BASED SCALE REMOVER LTR - 5 LTRS
10 | 2-MERCAPTOETHANOL (Β-ME) LIQUID 100 ML | 2-MERCAPTOETHANOL (Β-ME) LIQUID 100 ML
11 | 2-METHOXY ETHANOL (250MG) (PURITY (GC) > 99.75 %) | 2-METHOXY ETHANOL (250MG) (PURITY (GC) > 99.75 %)
12 | 4-METHYLUMBELLIFERONE (100GM)(PURITY (HPLC) ≥98 %, MOL. WT- 198.2) | 4-METHYLUMBELLIFERONE (100GM)(PURITY (HPLC) ≥98 %, MOL. WT- 198.2)
13 | 4-Methylumbelliferyl α-D-glucopyranoside - 25mg (To be used in prenatal diagnosis, Analytical grade) | 4-METHYLUMBELLIFERYL Α-D-GLUCOPYRANOSIDE - 25MG (TO BE USED IN PRENATAL DIAGNOSIS, ANALYTICAL GRADE)
14 | 4-Methylumbelliferyl β-D-galactopyranoside - 1gm (≥99% (TLC)) | 4-METHYLUMBELLIFERYL Β-D-GALACTOPYRANOSIDE - 1GM (≥99% (TLC))
15 | 4-Methylumbelliferyl β-D-galactopyranoside-6-sulfate sodium salt -5gm (HPLC purified, ≥90% ) | 4-METHYLUMBELLIFERYL Β-D-GALACTOPYRANOSIDE-6-SULFATE SODIUM SALT -5GM (HPLC PURIFIED, ≥90% )
16 | 4-Methylumbelliferyl-6-sulfo-N-acetyl-β-D-glucosaminide, Potassium Salt - 25mg (To be used in prenatal diagnosis, Analytical grade) | 4-METHYLUMBELLIFERYL-6-SULFO-N-ACETYL-Β-D-GLUCOSAMINIDE, POTASSIUM SALT - 25MG (TO BE USED IN PRENATAL DIAGNOSIS, ANALYTICAL GRADE)
17 | 4MU BETA D GLUCOPYRANOSIDE (250MG)(PURITY (HPLC) > 99 %) | 4MU BETA D GLUCOPYRANOSIDE (250MG)(PURITY (HPLC) > 99 %)
18 | 4-MU-ALPHA D GLUCO PYRONOSIDE (100MG) (PURITY (TLC) > 99 %) | 4-MU-ALPHA D GLUCO PYRONOSIDE (100MG) (PURITY (TLC) > 99 %)
19 | 60%V/V ETHYL ALCOHAL WITH BENZALKONIUM CHLORIDE, GLYCERINE, DIMETHICONE CYCLOPENTASILOXANE, C12-15 ALKYL LACTATE, PROYLENE GLYCOL, METHYLPARABEN, PHENOXYTHANOL, STEARYL ALCOHOL, AMINOMETHYL PROPANOL, DIAZOLIDINYL PROPANOL,DIAZOLIDINYL AUREA WITH MOISTURIZER - 500 ML | 60%V/V ETHYL ALCOHAL WITH BENZALKONIUM CHLORIDE, GLYCERINE, DIMETHICONE CYCLOPENTASILOXANE, C12-15 ALKYL LACTATE, PROYLENE GLYCOL, METHYLPARABEN, PHENOXYTHANOL, STEARYL ALCOHOL, AMINOMETHYL PROPANOL, DIAZOLIDINYL PROPANOL,DIAZOLIDINYL AUREA WITH MOISTURIZER - 500 ML
20 | 6-Mercaptohexanoic acid - 1gm (Laboratort Reagent grade, 90.0%) | 6-MERCAPTOHEXANOIC ACID - 1GM (LABORATORT REAGENT GRADE, 90.0%)
21 | 7 COLOUR SETUP - 1000 PCS | 7 COLOUR SETUP - 1000 PCS
22 | ABSOLUTE ACID - 500 ML | ABSOLUTE ACID - 500 ML
23 | ABSOLUTE ETHANOL 99.9% - 500ML | ABSOLUTE ETHANOL 99.9% - 500ML
24 | ABSOLUTE ETHANOL 99.9% - 2.5 LITRE | ABSOLUTE ETHANOL 99.9% - 2.5 LITRE
25 | ACD Buffer Tubes (9ml yellow capped tube filled with ACD buffer (anticoagulant) to be used for blood collection) 1 X 100 PCS | ACD BUFFER TUBES (9ML YELLOW CAPPED TUBE FILLED WITH ACD BUFFER (ANTICOAGULANT) TO BE USED FOR BLOOD COLLECTION) 1 X 100 PCS
26 | ACE CONTROL LEVEL 1 - 1 ML | ACE CONTROL LEVEL 1 - 1 ML
27 | ACETAMIDE AGAR - 500 GM | ACETAMIDE AGAR - 500 GM
28 | ACETONITRILE (ICO GRADE) LIQUID - 100 ML | ACETONITRILE (ICO GRADE) LIQUID - 100 ML
29 | ACID FUCHSIN 1% - 100 ML | ACID FUCHSIN 1% - 100 ML
30 | ACID FUCHSIN 1% - 125 ML | ACID FUCHSIN 1% - 125 ML
31 | ACID GLYCOPROTEIN - 100 GM | ACID GLYCOPROTEIN - 100 GM
32 | ACID PHOSPHATASE- 10X2ML | ACID PHOSPHATASE- 10X2ML
33 | Acid Phosphatase control (level 1 & level 2) compatible with fully automated biochemistry/immunoassay analyzer Bidder should have peer group data of multiple equipments. Pack Size – 1 ml | ACID PHOSPHATASE CONTROL (LEVEL 1 & LEVEL 2) COMPATIBLE WITH FULLY AUTOMATED BIOCHEMISTRY/IMMUNOASSAY ANALYZER BIDDER SHOULD HAVE PEER GROUP DATA OF MULTIPLE EQUIPMENTS. PACK SIZE – 1 ML
34 | ACP - 100 ML | ACP - 100 ML
35 | ACRYLIC COLD CURVE LIQUID - 500 ML | ACRYLIC COLD CURVE LIQUID - 500 ML
36 | ACRYLIC COLD CURVE POWDER - 250 GM | ACRYLIC COLD CURVE POWDER - 250 GM
37 | ACRYLIC COLOURS ( BLACK.)- 500ML CAN BE USED ON VARIETY OF SURFACES. STAYS PERMANENT ON PAPER EARTH WARE, WOOD, THERMOCOT, STONE ETC., WASH PROOF RICH IN COLOUR VALUE, QUICK DRYING AND READY TO USE AND REQUIRES NO SEPARATE MEDIUM | ACRYLIC COLOURS ( BLACK.)- 500ML CAN BE USED ON VARIETY OF SURFACES. STAYS PERMANENT ON PAPER EARTH WARE, WOOD, THERMOCOT, STONE ETC., WASH PROOF RICH IN COLOUR VALUE, QUICK DRYING AND READY TO USE AND REQUIRES NO SEPARATE MEDIUM
38 | ACRYLIC COLOURS ( DARK GREEN) - 500ML CAN BE USED ON VARIETY OF SURFACES. STAYS PERMANENT ON PAPER EARTH WARE, WOOD, THERMOCOT, STONE ETC., WASH PROOF RICH IN COLOUR VALUE, QUICK DRYING AND READY TO USE AND REQUIRES NO SEPARATE MEDIUM | ACRYLIC COLOURS ( DARK GREEN) - 500ML CAN BE USED ON VARIETY OF SURFACES. STAYS PERMANENT ON PAPER EARTH WARE, WOOD, THERMOCOT, STONE ETC., WASH PROOF RICH IN COLOUR VALUE, QUICK DRYING AND READY TO USE AND REQUIRES NO SEPARATE MEDIUM
39 | ACRYLIC COLOURS ( MAROON)- 500ML CAN BE USED ON VARIETY OF SURFACES. STAYS PERMANENT ON PAPER EARTH WARE, WOOD, THERMOCOT, STONE ETC., WASH PROOF RICH IN COLOUR VALUE, QUICK DRYING AND READY TO USE AND REQUIRES NO SEPARATE MEDIUM | ACRYLIC COLOURS ( MAROON)- 500ML CAN BE USED ON VARIETY OF SURFACES. STAYS PERMANENT ON PAPER EARTH WARE, WOOD, THERMOCOT, STONE ETC., WASH PROOF RICH IN COLOUR VALUE, QUICK DRYING AND READY TO USE AND REQUIRES NO SEPARATE MEDIUM
40 | ACRYLIC COLOURS (ULTRAMARINE BLUE) – 500 ML CAN BE USED ON VARIETY OF SURFACES. STAYS PERMANENT ON PAPER EARTH WARE, WOOD, THERMOCOT, STONE ETC., WASH PROOF RICH IN COLOUR VALUE, QUICK DRYING AND READY TO USE AND REQUIRES NO SEPARATE MEDIUM | ACRYLIC COLOURS (ULTRAMARINE BLUE) – 500 ML CAN BE USED ON VARIETY OF SURFACES. STAYS PERMANENT ON PAPER EARTH WARE, WOOD, THERMOCOT, STONE ETC., WASH PROOF RICH IN COLOUR VALUE, QUICK DRYING AND READY TO USE AND REQUIRES NO SEPARATE MEDIUM
41 | ACTH control (level 1 & level 2) compatible with fully automated biochemistry/immunoassay analyzer Bidder should have peer group data of multiple equipments. Pack Size – 1 ml | ACTH CONTROL (LEVEL 1 & LEVEL 2) COMPATIBLE WITH FULLY AUTOMATED BIOCHEMISTRY/IMMUNOASSAY ANALYZER BIDDER SHOULD HAVE PEER GROUP DATA OF MULTIPLE EQUIPMENTS. PACK SIZE – 1 ML
42 | ADA calibrator (colorimetric method) - 5 ML | ADA CALIBRATOR (COLORIMETRIC METHOD) - 5 ML
43 | ADA CONTROL - 100 ML (COMPACTIBLE WITH DIRUI-CST240) | ADA CONTROL - 100 ML (COMPACTIBLE WITH DIRUI-CST240)
44 | ADA control level 1 (compatible with for fully automated EM-360 biochemistry analyzer) - 1 ML | ADA CONTROL LEVEL 1 (COMPATIBLE WITH FOR FULLY AUTOMATED EM-360 BIOCHEMISTRY ANALYZER) - 1 ML
45 | ADA control level 2 (compatible with for fully automated EM-360 biochemistry analyzer) - 1 ML | ADA CONTROL LEVEL 2 (COMPATIBLE WITH FOR FULLY AUTOMATED EM-360 BIOCHEMISTRY ANALYZER) - 1 ML
46 | ADA kit (compatible with for fully automated EM-360 biochemistry analyzer) - 100 ML | ADA KIT (COMPATIBLE WITH FOR FULLY AUTOMATED EM-360 BIOCHEMISTRY ANALYZER) - 100 ML
47 | ADA WITH CALIBRATOR - 100 ML (COMPACTIBLE WITH DIRUI-CST240) | ADA WITH CALIBRATOR - 100 ML (COMPACTIBLE WITH DIRUI-CST240)
48 | ADENOVIRUS ANTIGEN - 96 tests | ADENOVIRUS ANTIGEN - 96 TESTS
49 | ADRENALINE HYDROCHLORIDE - 500ML | ADRENALINE HYDROCHLORIDE - 500ML
50 | AF media - 100ml bottle (Ready-to-use, Media should contains Fetal Bovine Serum (FBS), gentamicin, and L-glutamine.) | AF MEDIA - 100ML BOTTLE (READY-TO-USE, MEDIA SHOULD CONTAINS FETAL BOVINE SERUM (FBS), GENTAMICIN, AND L-GLUTAMINE.)
51 | AFP - 1 ML | AFP - 1 ML
52 | AFP control (level 1 & level 2) compatible with fully automated biochemistry/immunoassay analyzer Bidder should have peer group data of multiple equipments. Pack Size – 1 ml | AFP CONTROL (LEVEL 1 & LEVEL 2) COMPATIBLE WITH FULLY AUTOMATED BIOCHEMISTRY/IMMUNOASSAY ANALYZER BIDDER SHOULD HAVE PEER GROUP DATA OF MULTIPLE EQUIPMENTS. PACK SIZE – 1 ML
53 | AHG - 5 ML | AHG - 5 ML
54 | ALCIAN BLUE- 10 GM | ALCIAN BLUE- 10 GM
55 | ALCIAN BLUE- 500 ML | ALCIAN BLUE- 500 ML
56 | ALCIAN BLUE 8GX - 100 ML | ALCIAN BLUE 8GX - 100 ML
57 | ALCIAN BLUE SATAIN (PH 2.5) - 100 ML | ALCIAN BLUE SATAIN (PH 2.5) - 100 ML
58 | ALCIAN BLUE SOLID (POWDER) 5 GM | ALCIAN BLUE SOLID (POWDER) 5 GM
59 | ALCOHOL 90% - 2.5 LTRS | ALCOHOL 90% - 2.5 LTRS
60 | ALFA METHYLACYL CoA RACEMASE (AMACR) - 1 ML | ALFA METHYLACYL COA RACEMASE (AMACR) - 1 ML
61 | Alginic acid sodium salt powder- 250 GM | ALGINIC ACID SODIUM SALT POWDER- 250 GM
62 | ALIZARIN RED S - 125 ML | ALIZARIN RED S - 125 ML
63 | ALKALIAN BLUE- 100 ML | ALKALIAN BLUE- 100 ML
64 | ALKALINE PEPTONE WATER 500 GM | ALKALINE PEPTONE WATER 500 GM
65 | ALKALINE PEPTONE WATER 100 ML | ALKALINE PEPTONE WATER 100 ML
66 | ALKALINE PEPTONE WATER 25 X 5 ML | ALKALINE PEPTONE WATER 25 X 5 ML
67 | ALKYL ALCOHOL ETHOXILATE 20-40%, SODIUM BENZOATE, 5% BASED EMULSIFIER 1 LTR. | ALKYL ALCOHOL ETHOXILATE 20-40%, SODIUM BENZOATE, 5% BASED EMULSIFIER 1 LTR.
68 | ALKYLE DIMETHYLE BENZILE AMMONIUM CHLORIDE (IN HOUSE) (2.37%) INERT INGREDIETS 95.26% - 1 LTR | ALKYLE DIMETHYLE BENZILE AMMONIUM CHLORIDE (IN HOUSE) (2.37%) INERT INGREDIETS 95.26% - 1 LTR
69 | ALPHA NEPTHYL BUTYRATE - 500 ML | ALPHA NEPTHYL BUTYRATE - 500 ML
70 | ALUMINIUM AMMONIUM SULPHATE - 500 ML | ALUMINIUM AMMONIUM SULPHATE - 500 ML
71 | ALUMINIUM FOIL - 100 GM PER PACK | ALUMINIUM FOIL - 100 GM PER PACK
72 | ALUMINIUM FOIL (37.5 sq ft – Silver, 300mm Width)- 1 ROLL EACH PACK | ALUMINIUM FOIL (37.5 SQ FT – SILVER, 300MM WIDTH)- 1 ROLL EACH PACK
73 | AMACR - 1 ML | AMACR - 1 ML
74 | AMDINOCILLIN- 10 MCG | AMDINOCILLIN- 10 MCG
75 | AMH control (level 1 & level 2) compatible with fully automated biochemistry/immunoassay analyzer Bidder should have peer group data of multiple equipments. Pack Size – 1 ml | AMH CONTROL (LEVEL 1 & LEVEL 2) COMPATIBLE WITH FULLY AUTOMATED BIOCHEMISTRY/IMMUNOASSAY ANALYZER BIDDER SHOULD HAVE PEER GROUP DATA OF MULTIPLE EQUIPMENTS. PACK SIZE – 1 ML
76 | Amikacin control (level 1 & level 2) compatible with fully automated biochemistry/immunoassay analyzer Bidder should have peer group data of multiple equipments. Pack Size – 1 ml | AMIKACIN CONTROL (LEVEL 1 & LEVEL 2) COMPATIBLE WITH FULLY AUTOMATED BIOCHEMISTRY/IMMUNOASSAY ANALYZER BIDDER SHOULD HAVE PEER GROUP DATA OF MULTIPLE EQUIPMENTS. PACK SIZE – 1 ML
77 | Ammonia - 100 ml | AMMONIA - 100 ML
78 | Ammonia CONTROL (compatible with for fully automated EM-360 biochemistry analyzer) - 1 ML | AMMONIA CONTROL (COMPATIBLE WITH FOR FULLY AUTOMATED EM-360 BIOCHEMISTRY ANALYZER) - 1 ML
79 | AMMONIUM ACETATE SOLID (POWDER) 100 GM | AMMONIUM ACETATE SOLID (POWDER) 100 GM
80 | AMMONIUM HYDROXIDE - 500 ML | AMMONIUM HYDROXIDE - 500 ML
81 | AMMONIUM OXALATE- 250GM | AMMONIUM OXALATE- 250GM
82 | AMMONIUM SOLUTION 500 ML | AMMONIUM SOLUTION 500 ML
83 | Ammonium Sulfonate - 500g bottle (ACS reagent, 99.0-100.5%) | AMMONIUM SULFONATE - 500G BOTTLE (ACS REAGENT, 99.0-100.5%)
84 | Amonia REAGENT (compatible with for fully automated EM-360 biochemistry analyzer) - 100 ML | AMONIA REAGENT (COMPATIBLE WITH FOR FULLY AUTOMATED EM-360 BIOCHEMISTRY ANALYZER) - 100 ML
85 | AMOXICILLIN- CLAVULANATE DISC 20 MCG (ANTIBIOTIC DISC) (250 DISC PER VIAL) | AMOXICILLIN- CLAVULANATE DISC 20 MCG (ANTIBIOTIC DISC) (250 DISC PER VIAL)
86 | AMPHETAMINES - 100 ML | AMPHETAMINES - 100 ML
87 | AMPHOTERICIN B POWDER (SOLUBILIZED POWDER, Γ-IRRADIATED ) - 50 GM | AMPHOTERICIN B POWDER (SOLUBILIZED POWDER, Γ-IRRADIATED ) - 50 GM
88 | AMPHOTERICIN B (MIC E TEST STRIP) - 1 X 10 TEST Strip | AMPHOTERICIN B (MIC E TEST STRIP) - 1 X 10 TEST STRIP
89 | AMPHOTERICIN B MIC E-STRIP (0.002 - 32 MCG/ML) 10 STRIP PER PACK | AMPHOTERICIN B MIC E-STRIP (0.002 - 32 MCG/ML) 10 STRIP PER PACK
90 | AMULGEUM PLUGER - 1 Pcs | AMULGEUM PLUGER - 1 PCS
91 | AMYL OF ISOAMY ALCOHAL- 500ML | AMYL OF ISOAMY ALCOHAL- 500ML
92 | ANA strip based (More than 15 antigen Strip including dsf 70) – 24 TEST | ANA STRIP BASED (MORE THAN 15 ANTIGEN STRIP INCLUDING DSF 70) – 24 TEST
93 | Anaemia Control (Ferritin, vitamin b12, folate etc) (compatible with for fully automated EM-360 biochemistry analyzer) – 1 ML | ANAEMIA CONTROL (FERRITIN, VITAMIN B12, FOLATE ETC) (COMPATIBLE WITH FOR FULLY AUTOMATED EM-360 BIOCHEMISTRY ANALYZER) – 1 ML
94 | Anaerobic Gas pack Specification -For 3.5 Ltr. Capacity Pack size - 5 Nos. | ANAEROBIC GAS PACK SPECIFICATION -FOR 3.5 LTR. CAPACITY PACK SIZE - 5 NOS.
95 | ANAEROBIC INDICATOR STRIP - 1 X 10 STRIP | ANAEROBIC INDICATOR STRIP - 1 X 10 STRIP
96 | Anaerobic Indicator Tablet Pack size - 1 x 10 Nos. | ANAEROBIC INDICATOR TABLET PACK SIZE - 1 X 10 NOS.
97 | ANA-IFA 1. Human epithelial cell line substrate for detection of Nuclear as well as cytoplasmic anti body. 2. Kit should have positive and Negative control. 3. There should not be any cross contamination between two sample wells. 4.Slide should be breakable /cut table to perform minimum sample ex-1-2 sample Per Test 5. The kit should have 2 positive controls and a negative control including SSA positive control. 6. The kit should be US FDA approved. 7. The kit should have minimum 10 well slides so that 8 samples + PC/NC can be performed together. PER TEST | ANA-IFA 1. HUMAN EPITHELIAL CELL LINE SUBSTRATE FOR DETECTION OF NUCLEAR AS WELL AS CYTOPLASMIC ANTI BODY. 2. KIT SHOULD HAVE POSITIVE AND NEGATIVE CONTROL. 3. THERE SHOULD NOT BE ANY CROSS CONTAMINATION BETWEEN TWO SAMPLE WELLS. 4.SLIDE SHOULD BE BREAKABLE /CUT TABLE TO PERFORM MINIMUM SAMPLE EX-1-2 SAMPLE PER TEST 5. THE KIT SHOULD HAVE 2 POSITIVE CONTROLS AND A NEGATIVE CONTROL INCLUDING SSA POSITIVE CONTROL. 6. THE KIT SHOULD BE US FDA APPROVED. 7. THE KIT SHOULD HAVE MINIMUM 10 WELL SLIDES SO THAT 8 SAMPLES + PC/NC CAN BE PERFORMED TOGETHER. PER TEST
98 | ANCA-C ELISA kit – 96 WELL | ANCA-C ELISA KIT – 96 WELL
99 | ANCA-IFA 1. The well should be ethanol fixed with neutrophils ANCA detection. 2. There should not be any cross contamination between two sample wells Slide should be breakable/cut table to perform minimum sample ex-1-2 sample 3. The kit should be provided with P-ANCA as well as C-ANCA. User pattern training should be provided on reading such patterns as well as reading ANA interference. 4. The kit should be US FDA approved. PER TEST | ANCA-IFA 1. THE WELL SHOULD BE ETHANOL FIXED WITH NEUTROPHILS ANCA DETECTION. 2. THERE SHOULD NOT BE ANY CROSS CONTAMINATION BETWEEN TWO SAMPLE WELLS SLIDE SHOULD BE BREAKABLE/CUT TABLE TO PERFORM MINIMUM SAMPLE EX-1-2 SAMPLE 3. THE KIT SHOULD BE PROVIDED WITH P-ANCA AS WELL AS C-ANCA. USER PATTERN TRAINING SHOULD BE PROVIDED ON READING SUCH PATTERNS AS WELL AS READING ANA INTERFERENCE. 4. THE KIT SHOULD BE US FDA APPROVED. PER TEST
100 | ANCA-P ELISA kit – 96 WELL | ANCA-P ELISA KIT – 96 WELL
101 | ANDRADE'S INDICATOR- 100 ML | ANDRADE'S INDICATOR- 100 ML
102 | ANHYDROUS - AMMONIUM BICARBONATE ANHYDROUS LIQUID 500 GM | ANHYDROUS - AMMONIUM BICARBONATE ANHYDROUS LIQUID 500 GM
103 | ANHYDROUS - ANHYDROUS ALUMINUM CHLORIDE - 100 ML | ANHYDROUS - ANHYDROUS ALUMINUM CHLORIDE - 100 ML
104 | ANHYDROUS - ANHYDROUS ALUMINUM CHLORIDE - 500 GM | ANHYDROUS - ANHYDROUS ALUMINUM CHLORIDE - 500 GM
105 | ANHYDROUS - ANHYDROUS FERRIC CHLORIDE 30% - 500 GM | ANHYDROUS - ANHYDROUS FERRIC CHLORIDE 30% - 500 GM
106 | ANHYDROUS - ANHYDROUS SODIUM HYDROXIDE( NAOH) PELLET - 250 GM | ANHYDROUS - ANHYDROUS SODIUM HYDROXIDE( NAOH) PELLET - 250 GM
107 | ANHYDROUS - ANHYDROUS SODIUM PHOSPHATE MONOBASIC (NAH2PO4) - 500 GM | ANHYDROUS - ANHYDROUS SODIUM PHOSPHATE MONOBASIC (NAH2PO4) - 500 GM
108 | ANHYDROUS - CALCIUM CARBONATE ANHYDROUS - 500 gm | ANHYDROUS - CALCIUM CARBONATE ANHYDROUS - 500 GM
109 | ANHYDROUS - DI-SODIUM HYDROGEN PHOSPHATE ANHYDROUS - 100 GM | ANHYDROUS - DI-SODIUM HYDROGEN PHOSPHATE ANHYDROUS - 100 GM
110 | ANHYDROUS - POTASSIUM PHOSPHATE DI-BASIC ANHYDROUS - 5 KG [ DI POTASSIUM HYDROGEN PHOSPHATE ANHYDROUS ] ASSAY NLT = 98.0 % PH ( 5 % AQUEOUS SOLUTION ) = 8.5 - 9.6 MAXIMUM LIMITS OF IMPURITIES -- • CHLORIDE = 0.005 % • LOSS ON DRYING ( 105°C ) = 1.0 % | ANHYDROUS - POTASSIUM PHOSPHATE DI-BASIC ANHYDROUS - 5 KG [ DI POTASSIUM HYDROGEN PHOSPHATE ANHYDROUS ] ASSAY NLT = 98.0 % PH ( 5 % AQUEOUS SOLUTION ) = 8.5 - 9.6 MAXIMUM LIMITS OF IMPURITIES -- • CHLORIDE = 0.005 % • LOSS ON DRYING ( 105°C ) = 1.0 %
111 | ANHYDROUS - SODIUM CARBONATE ANHYDROUS - 500 GM MINIMUM ASSAY ( ACIDIMETRIC ) AFTER DRYING = 99.5 % MAXIMUM LIMIT OF IMPURITIES MOISTURE = 1.5 % CHLORIDE = 0.01 % SILICATE = 0.02 % SULPHATE = 0.02 % LEAD = 0.03 % | ANHYDROUS - SODIUM CARBONATE ANHYDROUS - 500 GM MINIMUM ASSAY ( ACIDIMETRIC ) AFTER DRYING = 99.5 % MAXIMUM LIMIT OF IMPURITIES MOISTURE = 1.5 % CHLORIDE = 0.01 % SILICATE = 0.02 % SULPHATE = 0.02 % LEAD = 0.03 %
112 | ANHYDROUS - SODIUM CARBONATE ANHYDROUS - 500ML MINIMUM ASSAY ( ACIDIMETRIC ) AFTER DRYING = 99.5 % MAXIMUM LIMIT OF IMPURITIES MOISTURE = 1.5 % CHLORIDE = 0.01 % SILICATE = 0.02 % SULPHATE = 0.02 % LEAD = 0.03 % | ANHYDROUS - SODIUM CARBONATE ANHYDROUS - 500ML MINIMUM ASSAY ( ACIDIMETRIC ) AFTER DRYING = 99.5 % MAXIMUM LIMIT OF IMPURITIES MOISTURE = 1.5 % CHLORIDE = 0.01 % SILICATE = 0.02 % SULPHATE = 0.02 % LEAD = 0.03 %
113 | ANHYDROUS - SODIUM PHOSPHATE DIBASIC ANHYDROUS - 500 GM ASSAY NLT = 99.0 % PH ( 5 % AQUEOUS SOLUTION ) = 8.7 - 9.4 MAXIMUM LIMITS OF IMPURITIES -- • LOSS ON DRYING ( 105°C ) = 0.5 % • HEAVY METALS ( PB ) = 0.001 % • CHLORIDE = 0.01 % | ANHYDROUS - SODIUM PHOSPHATE DIBASIC ANHYDROUS - 500 GM ASSAY NLT = 99.0 % PH ( 5 % AQUEOUS SOLUTION ) = 8.7 - 9.4 MAXIMUM LIMITS OF IMPURITIES -- • LOSS ON DRYING ( 105°C ) = 0.5 % • HEAVY METALS ( PB ) = 0.001 % • CHLORIDE = 0.01 %
114 | ANHYDROUS - TETRA-SODIUM PYROPHOSPHATE ANHYDROUS - 100 GM | ANHYDROUS - TETRA-SODIUM PYROPHOSPHATE ANHYDROUS - 100 GM
115 | ANIDULAFUNGIN (MIC E TEST STRIP)0.002 - 32 MCG/ML 10 STRIP PER PACK | ANIDULAFUNGIN (MIC E TEST STRIP)0.002 - 32 MCG/ML 10 STRIP PER PACK
116 | ANIDULAFUNGIN POWDER (SOLUBILIZED POWDER, Γ-IRRADIATED ) 1mg | ANIDULAFUNGIN POWDER (SOLUBILIZED POWDER, Γ-IRRADIATED ) 1MG
117 | ANILINE BLUE SOLUTION - 100 GM | ANILINE BLUE SOLUTION - 100 GM
118 | ANILINE BLUE SOLUTION - 500 GM | ANILINE BLUE SOLUTION - 500 GM
119 | ANTI SERA FOR ESCHERICHIA COLI O157:H7 - 2 ML | ANTI SERA FOR ESCHERICHIA COLI O157:H7 - 2 ML
120 | ANTI SERA FOR SALMONELLA TYPHI POLY H - 2 ML | ANTI SERA FOR SALMONELLA TYPHI POLY H - 2 ML
121 | ANTI SERA FOR SALMONELLA TYPHI POLY O - 2 ML | ANTI SERA FOR SALMONELLA TYPHI POLY O - 2 ML
122 | ANTI SERA FOR SHIGELLA SPECIES - 2 ML | ANTI SERA FOR SHIGELLA SPECIES - 2 ML
123 | ANTI SERA FOR VIBRIO CHOLERAE - CLASSICAL 2 ML | ANTI SERA FOR VIBRIO CHOLERAE - CLASSICAL 2 ML
124 | ANTI SERA FOR VIBRIO CHOLERAE - ELTOR 2 ML | ANTI SERA FOR VIBRIO CHOLERAE - ELTOR 2 ML
125 | ANTI STREPTOSYLIN 100 ML | ANTI STREPTOSYLIN 100 ML
126 | ANTIBIOTIC ZONE SCALE - Measure 10-40 mm Each Scale | ANTIBIOTIC ZONE SCALE - MEASURE 10-40 MM EACH SCALE
127 | ANTIBIOTIC ZONE SCALE 370 mm x 65 mm | ANTIBIOTIC ZONE SCALE 370 MM X 65 MM
128 | Anti-CCP control (level 1 & level 2) compatible with fully automated biochemistry/immunoassay analyzer Bidder should have peer group data of multiple equipments. Pack Size – 1 ml | ANTI-CCP CONTROL (LEVEL 1 & LEVEL 2) COMPATIBLE WITH FULLY AUTOMATED BIOCHEMISTRY/IMMUNOASSAY ANALYZER BIDDER SHOULD HAVE PEER GROUP DATA OF MULTIPLE EQUIPMENTS. PACK SIZE – 1 ML
129 | ANTIGEN (OG4C3) DETECTION ELISA KIT FOR WUCHERERIA BANCROFTI - Each Kit | ANTIGEN (OG4C3) DETECTION ELISA KIT FOR WUCHERERIA BANCROFTI - EACH KIT
130 | ANTISERA KIT FOR SALMONELLA - 2 ml | ANTISERA KIT FOR SALMONELLA - 2 ML
131 | ANTISERA KIT FOR SHIGELLA - 1 ml | ANTISERA KIT FOR SHIGELLA - 1 ML
132 | ANTISERA KIT FOR VIBRIO - 3 ml | ANTISERA KIT FOR VIBRIO - 3 ML
133 | Anti-TG ab control (level 1 & level 2) compatible with fully automated biochemistry/immunoassay analyzer Bidder should have peer group data of multiple equipments. Pack Size – 1 ml | ANTI-TG AB CONTROL (LEVEL 1 & LEVEL 2) COMPATIBLE WITH FULLY AUTOMATED BIOCHEMISTRY/IMMUNOASSAY ANALYZER BIDDER SHOULD HAVE PEER GROUP DATA OF MULTIPLE EQUIPMENTS. PACK SIZE – 1 ML
134 | Anti-TPO ab control (level 1 & level 2) compatible with fully automated biochemistry/immunoassay analyzer Bidder should have peer group data of multiple equipments. Pack Size – 1 ml | ANTI-TPO AB CONTROL (LEVEL 1 & LEVEL 2) COMPATIBLE WITH FULLY AUTOMATED BIOCHEMISTRY/IMMUNOASSAY ANALYZER BIDDER SHOULD HAVE PEER GROUP DATA OF MULTIPLE EQUIPMENTS. PACK SIZE – 1 ML
135 | ANTITRYPSIN 100 ML | ANTITRYPSIN 100 ML
136 | APLA ELISA kit – 96 WELL | APLA ELISA KIT – 96 WELL
137 | APO CAL 5 POINT - 100 ML | APO CAL 5 POINT - 100 ML
138 | APO CALIBRATOR - 100 ML | APO CALIBRATOR - 100 ML
139 | APO-A - 100 ML | APO-A - 100 ML
140 | APO-B - 100 ML | APO-B - 100 ML
141 | APT BROTH - 500 GM | APT BROTH - 500 GM
142 | AQ POTASSIUM PERMANGANATE 0.25% - 100 ML | AQ POTASSIUM PERMANGANATE 0.25% - 100 ML
143 | AQUA PEG-40 HYDROGENATED CASTOR OIL, GLYCERIN, AROMA, SODIUM GLUCONATE, SUCRALOSE, OCTINIDINE HCL, CITRIC ACID, BHT - 500 ML | AQUA PEG-40 HYDROGENATED CASTOR OIL, GLYCERIN, AROMA, SODIUM GLUCONATE, SUCRALOSE, OCTINIDINE HCL, CITRIC ACID, BHT - 500 ML
144 | AQUA WINTH APIP - 500 ML | AQUA WINTH APIP - 500 ML
145 | AQUA, COCANIDOPROPYLAMINE OXIDE PEG-7 GLYCERYL COCOATE, GLYCERIN HYDROXYETHYL-CELLOLOSE, LACTIC ACID, OCTENIDINE HCL, ALLANTION | AQUA, COCANIDOPROPYLAMINE OXIDE PEG-7 GLYCERYL COCOATE, GLYCERIN HYDROXYETHYL-CELLOLOSE, LACTIC ACID, OCTENIDINE HCL, ALLANTION
146 | AQUA, GLYCERINE COCAMIDOPROPYLAMINE OXIDE, SODIUM LACTATE, ALLANTION, OCTENIDINE HCL ETHYLHEXYL GLYCERINE | AQUA, GLYCERINE COCAMIDOPROPYLAMINE OXIDE, SODIUM LACTATE, ALLANTION, OCTENIDINE HCL ETHYLHEXYL GLYCERINE
147 | AQUEOUS CITRIC ACID 0.5% - 100 ML | AQUEOUS CITRIC ACID 0.5% - 100 ML
148 | AQUEOUS PHENOL 5% - 500 ML | AQUEOUS PHENOL 5% - 500 ML
149 | AQUEOUS SILVER NITRATE 5% - 100 ML | AQUEOUS SILVER NITRATE 5% - 100 ML
150 | AQUEOUS SODIUM METABISULPHITE 1% - 100 ML | AQUEOUS SODIUM METABISULPHITE 1% - 100 ML
151 | AQUEOUS SULPHURIC ACID (H2SO4) 3 % - 250 ML | AQUEOUS SULPHURIC ACID (H2SO4) 3 % - 250 ML
152 | Arbekacin Specification - MIC Strip (0.016-256 mcg/ml) Pack Size - 1 X 10 Pcs | ARBEKACIN SPECIFICATION - MIC STRIP (0.016-256 MCG/ML) PACK SIZE - 1 X 10 PCS
153 | ARGININE DECARBOXYLASE BROTH - 100 GM | ARGININE DECARBOXYLASE BROTH - 100 GM
154 | ASO with calibrator (compatible with for fully automated EM-360 biochemistry analyzer) – 100 ML | ASO WITH CALIBRATOR (COMPATIBLE WITH FOR FULLY AUTOMATED EM-360 BIOCHEMISTRY ANALYZER) – 100 ML
155 | ASPARAGINE PROLINE BROTH - 100 GM | ASPARAGINE PROLINE BROTH - 100 GM
156 | AST- SENSITIVITY DISC 5X250 D | AST- SENSITIVITY DISC 5X250 D
157 | ASTROVIRUS ANTIGEN - 100 TEST | ASTROVIRUS ANTIGEN - 100 TEST
158 | ATCC E. COLI 25922 - Each Kit | ATCC E. COLI 25922 - EACH KIT
159 | ATCC E. COLI 35218 - Each kit | ATCC E. COLI 35218 - EACH KIT
160 | ATCC STAPHYLOCOCCUS AUREUS 25923 - Each Kit | ATCC STAPHYLOCOCCUS AUREUS 25923 - EACH KIT
161 | ATCC STAPHYLOCOCCUS AUREUS BAA-1708 - Each Kit | ATCC STAPHYLOCOCCUS AUREUS BAA-1708 - EACH KIT
162 | ATROPINE 500 ML | ATROPINE 500 ML
163 | ATROPINE- SULPHUR 25 GM | ATROPINE- SULPHUR 25 GM
164 | ATROPINE- SULPHUR 500 ML | ATROPINE- SULPHUR 500 ML
165 | AU CONSUMABLES KIT - Each Test | AU CONSUMABLES KIT - EACH TEST
166 | AURAMINE-O - 1000 ML | AURAMINE-O - 1000 ML
167 | AURAMINE-O 250 ML | AURAMINE-O 250 ML
168 | AURAMINE-O -500 ML | AURAMINE-O -500 ML
169 | Auto WASH solution (compatible with for fully automated EM-360 biochemistry analyzer) – 100 ML | AUTO WASH SOLUTION (COMPATIBLE WITH FOR FULLY AUTOMATED EM-360 BIOCHEMISTRY ANALYZER) – 100 ML
170 | Auto WASH solution 2 (AC/AL) (compatible with for fully automated EM-360 biochemistry analyzer) – 100 ML | AUTO WASH SOLUTION 2 (AC/AL) (COMPATIBLE WITH FOR FULLY AUTOMATED EM-360 BIOCHEMISTRY ANALYZER) – 100 ML
171 | AUTOCLAVABLE L SPREADER FOR AST - 20 PCS | AUTOCLAVABLE L SPREADER FOR AST - 20 PCS
172 | Autoclavable reagent resevoir for multichannel pipette, Size 75 ml | AUTOCLAVABLE REAGENT RESEVOIR FOR MULTICHANNEL PIPETTE, SIZE 75 ML
173 | AUTOMATED RAPID MYCOBACTERIUM CULTURE DIFFERENTIATION AND SENSITIVITY SYSTEM (LIQUID CULTURE) - 500 ML | AUTOMATED RAPID MYCOBACTERIUM CULTURE DIFFERENTIATION AND SENSITIVITY SYSTEM (LIQUID CULTURE) - 500 ML
174 | AVAILABLE IODINE (1.0 % W/V) - 500 ML | AVAILABLE IODINE (1.0 % W/V) - 500 ML
175 | AVAILABLE IODINE (1.0% W/V) AND WATERSOLUBLE BASE (CONTAIN SODIUM IODIDE AND SURFACTANT) MANUFACTURER / MARKETING COMPANY SHOULD BE CERTIFYING ACCORDING TO DIN EN ISO - 500 ML | AVAILABLE IODINE (1.0% W/V) AND WATERSOLUBLE BASE (CONTAIN SODIUM IODIDE AND SURFACTANT) MANUFACTURER / MARKETING COMPANY SHOULD BE CERTIFYING ACCORDING TO DIN EN ISO - 500 ML
176 | AVAILABLE IODINE 1% W/V IN AN AQUEOUS <5 SODIUM IODIDE, <1 SURFACTANT BASE, <88 WATER SHELF LIFE OF 5 YEARS, PACK SIZE: 500 ML BOTTLE | AVAILABLE IODINE 1% W/V IN AN AQUEOUS <5 SODIUM IODIDE, <1 SURFACTANT BASE, <88 WATER SHELF LIFE OF 5 YEARS, PACK SIZE: 500 ML BOTTLE
177 | AZLOCILLIN (ANTIBIOTIC DISC)75MCG (250 DISC) | AZLOCILLIN (ANTIBIOTIC DISC)75MCG (250 DISC)
178 | AZLOCILLIN- 30 MCG (ANTIBIOTIC DISC) (250 DISC) | AZLOCILLIN- 30 MCG (ANTIBIOTIC DISC) (250 DISC)
179 | BACITRACIN- 20 MCG (ANTIBIOTIC DISC) (250 DISC) | BACITRACIN- 20 MCG (ANTIBIOTIC DISC) (250 DISC)
180 | BACITRACIN DISC (ANTIBIOTIC DISC)16MCG - 250 DISC | BACITRACIN DISC (ANTIBIOTIC DISC)16MCG - 250 DISC
181 | BACTERIAL ANTIGEN RAPID LATEX AGGLUTINATION TEST FOR MENINGITIS 100 TEST | BACTERIAL ANTIGEN RAPID LATEX AGGLUTINATION TEST FOR MENINGITIS 100 TEST
182 | BAG - AIRTIGHT ZIP LOCK TRANSPARENT BAGS 5''X 7'' PACK OF 100 PCS PER PACK | BAG - AIRTIGHT ZIP LOCK TRANSPARENT BAGS 5''X 7'' PACK OF 100 PCS PER PACK
183 | BAG - AUTOCLAVABLE BAGS 900G (SIZE 12"X24", TRANSPARENT BAGS ) 1 X 100 PCS | BAG - AUTOCLAVABLE BAGS 900G (SIZE 12"X24", TRANSPARENT BAGS ) 1 X 100 PCS
184 | BAG - AUTOCLAVABLE BAGS, SIZE-L (14"X19") (SHOULD BE HIGH GRADE PLASTIC, FOR AUTOCLAVABLE, FOR LABORATORY USE) | BAG - AUTOCLAVABLE BAGS, SIZE-L (14"X19") (SHOULD BE HIGH GRADE PLASTIC, FOR AUTOCLAVABLE, FOR LABORATORY USE)
185 | BAG - AUTOCLAVABLE BIOHAZARD BAGS 900G (SIZE 12"X24", TRANSPARENT BAGS ) | BAG - AUTOCLAVABLE BIOHAZARD BAGS 900G (SIZE 12"X24", TRANSPARENT BAGS )
186 | BAG - BIOHAZARD BAG - MEDIUM (DISCARDING POUCH (RED – BLACK) SIZES - 12" X 12" - FOR SYRINGE & NEEDLE DISCARDING (100 PIECES/PACK)) | BAG - BIOHAZARD BAG - MEDIUM (DISCARDING POUCH (RED – BLACK) SIZES - 12" X 12" - FOR SYRINGE & NEEDLE DISCARDING (100 PIECES/PACK))
187 | BAG - BIOHAZARD BAG - SMALL (DISCARDING POUCH (RED – BLACK) SIZES - 8" X 12" - FOR GEL & TIPS DISCARDING (100 PIECES/PACK))) | BAG - BIOHAZARD BAG - SMALL (DISCARDING POUCH (RED – BLACK) SIZES - 8" X 12" - FOR GEL & TIPS DISCARDING (100 PIECES/PACK)))
188 | BAG - BIOHAZARD BAGS - LARGE (AUTOCLAVEABLE) PER KG | BAG - BIOHAZARD BAGS - LARGE (AUTOCLAVEABLE) PER KG
189 | BAG - SAMPLE BAGS - 96W | BAG - SAMPLE BAGS - 96W
190 | BAG -ZIP LOCK BAGS - EACH | BAG -ZIP LOCK BAGS - EACH
191 | BAND AID ROUND - 250 PCS | BAND AID ROUND - 250 PCS
192 | BARAMATHYMOL BLUE 500 ML | BARAMATHYMOL BLUE 500 ML
193 | BARBITONE 500 ML | BARBITONE 500 ML
194 | BARBITURATES 100 ML | BARBITURATES 100 ML
195 | BARBITURIC ACID, SOLID (POWDER) 25 GM | BARBITURIC ACID, SOLID (POWDER) 25 GM
196 | BD FACS LYSING SOLUTION - 1PC | BD FACS LYSING SOLUTION - 1PC
197 | BD FACS PERMEBILIZING SOLUTION - 1 PC | BD FACS PERMEBILIZING SOLUTION - 1 PC
198 | B-D GLUCAN TEST FOR ASPERGILLUS EACH KIT | B-D GLUCAN TEST FOR ASPERGILLUS EACH KIT
199 | BENZIDINE POWDER - 100 GM | BENZIDINE POWDER - 100 GM
200 | BENZIDINE POWDER - 25 GM | BENZIDINE POWDER - 25 GM
201 | BENZIDINE POWDER - 250 GM | BENZIDINE POWDER - 250 GM
202 | BENZIDINE POWDER - 500GM MELTING RANGE = 127°C - 129°C SOLUBILITY IN ETHANOL TO PASS TEST SULPHATED ASH = MAX. 0.05 % SULPHATE TO PASS TEST. | BENZIDINE POWDER - 500GM MELTING RANGE = 127°C - 129°C SOLUBILITY IN ETHANOL TO PASS TEST SULPHATED ASH = MAX. 0.05 % SULPHATE TO PASS TEST.
203 | BENZODIAZEPINES 100 ML | BENZODIAZEPINES 100 ML
204 | BENZOIC ACID - 500 ML | BENZOIC ACID - 500 ML
205 | BETA-2 MACROGLOBULIN 100 ML | BETA-2 MACROGLOBULIN 100 ML
206 | BICARBONATE CALIBRATOR - 100 ML | BICARBONATE CALIBRATOR - 100 ML
207 | BICARBONATE CALIBRATOR - 125 ML | BICARBONATE CALIBRATOR - 125 ML
208 | BILE ESCULIN POWDER - 250 GM | BILE ESCULIN POWDER - 250 GM
209 | BILE ESCULIN POWDER 500 GM | BILE ESCULIN POWDER 500 GM
210 | BIOCHEMICAL TEST KIT FOR IDENTIFICATION OF ACINETOBACTER SPECIES KIT (24 T) EACH KIT | BIOCHEMICAL TEST KIT FOR IDENTIFICATION OF ACINETOBACTER SPECIES KIT (24 T) EACH KIT
211 | BIOCHEMICAL TEST KIT FOR IDENTIFICATION OF BACILLUS SPECIES KIT (12 T) EACH KIT | BIOCHEMICAL TEST KIT FOR IDENTIFICATION OF BACILLUS SPECIES KIT (12 T) EACH KIT
212 | BIOCHEMICAL TEST KIT FOR IDENTIFICATION OF CANDIDA SPECIES KIT (12 T) EACH KIT | BIOCHEMICAL TEST KIT FOR IDENTIFICATION OF CANDIDA SPECIES KIT (12 T) EACH KIT
213 | BIOCHEMICAL TEST KIT FOR IDENTIFICATION OF ENTEROBACTERIAECE (24 T) EACH KIT | BIOCHEMICAL TEST KIT FOR IDENTIFICATION OF ENTEROBACTERIAECE (24 T) EACH KIT
214 | BIOCHEMICAL TEST KIT FOR IDENTIFICATION OF GRAM-NEGATIVE RODS KIT (12 T) EACH KIT | BIOCHEMICAL TEST KIT FOR IDENTIFICATION OF GRAM-NEGATIVE RODS KIT (12 T) EACH KIT
215 | BIOCHEMICAL TEST KIT FOR IDENTIFICATION OF LISTERIA SPECIES KIT (12 T) EACH KIT | BIOCHEMICAL TEST KIT FOR IDENTIFICATION OF LISTERIA SPECIES KIT (12 T) EACH KIT
216 | BIOCHEMICAL TEST KIT FOR IDENTIFICATION OF NEISSERIA SPECIES KIT (12 T) EACH KIT | BIOCHEMICAL TEST KIT FOR IDENTIFICATION OF NEISSERIA SPECIES KIT (12 T) EACH KIT
217 | BIOCHEMICAL TEST KIT FOR IDENTIFICATION OF NONFERMENTOR KIT (24 T) EACH KIT | BIOCHEMICAL TEST KIT FOR IDENTIFICATION OF NONFERMENTOR KIT (24 T) EACH KIT
218 | BIOCHEMICAL TEST KIT FOR IDENTIFICATION OF SALMONELLA SPECIES KIT (12 T) EACH KIT | BIOCHEMICAL TEST KIT FOR IDENTIFICATION OF SALMONELLA SPECIES KIT (12 T) EACH KIT
219 | BIOCHEMICAL TEST KIT FOR IDENTIFICATION OF SHIGELLA SPECIES KIT (12 T) EACH KIT | BIOCHEMICAL TEST KIT FOR IDENTIFICATION OF SHIGELLA SPECIES KIT (12 T) EACH KIT
220 | BIOCHEMICAL TEST KIT FOR IDENTIFICATION OF STAPHYLOCOCCOUS SPECIES KIT (12 T) EACH KIT | BIOCHEMICAL TEST KIT FOR IDENTIFICATION OF STAPHYLOCOCCOUS SPECIES KIT (12 T) EACH KIT
221 | BIOCHEMICAL TEST KIT FOR IDENTIFICATION OF STREPTOCOCCUS SPECIES KIT (12 T) EACH KIT | BIOCHEMICAL TEST KIT FOR IDENTIFICATION OF STREPTOCOCCUS SPECIES KIT (12 T) EACH KIT
222 | BIOCHEMICAL TEST KIT FOR IDENTIFICATION OF VIBRIO CHOLERAE KIT (12 T) EACH KIT | BIOCHEMICAL TEST KIT FOR IDENTIFICATION OF VIBRIO CHOLERAE KIT (12 T) EACH KIT
223 | BIOCHEMICAL TEST KIT FOR IDENTIFICATION OF VIBRIO SPECIES KIT (12 T) EACH KIT | BIOCHEMICAL TEST KIT FOR IDENTIFICATION OF VIBRIO SPECIES KIT (12 T) EACH KIT
224 | Biochemistry controls (MORE THAN 30 PARAMETERS) – 5 ML | BIOCHEMISTRY CONTROLS (MORE THAN 30 PARAMETERS) – 5 ML
225 | BIOTIN-4-AMIDOBENZOIC ACID SODIUM SALT - 50MG (PURITY (TLC) > 95 %, MOL WT. 385.4) | BIOTIN-4-AMIDOBENZOIC ACID SODIUM SALT - 50MG (PURITY (TLC) > 95 %, MOL WT. 385.4)
226 | BISMARCK BROWN - 100 GM 100GM GLAN BOTTLE DYE CONTENT 50 % SOLUBILITY = H20 : 10MG/ML CLEAR TO TURBID RED-ORANGE TO RED FORM = POWDER GRADE = CERTIFIED BY BIOLOGICAL STAIN COMMISSION QUALITY LEVEL = 100 | BISMARCK BROWN - 100 GM 100GM GLAN BOTTLE DYE CONTENT 50 % SOLUBILITY = H20 : 10MG/ML CLEAR TO TURBID RED-ORANGE TO RED FORM = POWDER GRADE = CERTIFIED BY BIOLOGICAL STAIN COMMISSION QUALITY LEVEL = 100
227 | BISMARCK BROWN- 25 GM | BISMARCK BROWN- 25 GM
228 | BLADE - BLADE FOR CRYOSTAT (FROZEN) - 50 PCS | BLADE - BLADE FOR CRYOSTAT (FROZEN) - 50 PCS
229 | BLADE - BLADE FOR CRYOSTAT (FROZEN) EACH PACK | BLADE - BLADE FOR CRYOSTAT (FROZEN) EACH PACK
230 | BLADE - CRYOSTAT BLADE FOR LEICA – 50 PCS ( PROPRIETARY ITEM)LOW PROFILE MADE OF STAINLESS STEEL WITH HIGH DURABILITY. DISPOSABLE BLADES 819 80 MM LONG X 8 MM HIGH X 0.25 MM THICK BLADES | BLADE - CRYOSTAT BLADE FOR LEICA – 50 PCS ( PROPRIETARY ITEM)LOW PROFILE MADE OF STAINLESS STEEL WITH HIGH DURABILITY. DISPOSABLE BLADES 819 80 MM LONG X 8 MM HIGH X 0.25 MM THICK BLADES
231 | BLEACH - HYDROGEN PEROXIDE OF MINIMUM 30% AND OXYGEN BASED BLEACHING AGENT 5 LTR. | BLEACH - HYDROGEN PEROXIDE OF MINIMUM 30% AND OXYGEN BASED BLEACHING AGENT 5 LTR.
232 | BLEACH - SODIUM HYDROXIDE MAXIMUM 5% BASED BLEACHING AGENT - 5 LTR. | BLEACH - SODIUM HYDROXIDE MAXIMUM 5% BASED BLEACHING AGENT - 5 LTR.
233 | Blood Collection tubes for Pediatric patients i. Silicone coated, 250-500 ul Fill volume with anti-spillage caps ii. With K2EDTA additive, 250-500 ul Fill volume with anti-spillage caps iii. With NaF/Na2EDTA additive, 400-600 ul Fill volume with anti-spillage caps iv. With 3.2% sodium citrate, 500-1000 ul fill volume and anti-spillage caps v. Contact activated Lancets for High flow: 1.5mm width X 2.0mm depth Material of tube: Polyethylene terephthalate (PET), Safe for incineration: Environmental safety data must be provided, Suitable to withstand centrifugation forces between 1000-2000 rcf, . Spillage proof rubber caps (non screw type), Stability of draw volume to be maintained for six months at 18-25˚C with < 10% intra-lot and inter-lot variation. | BLOOD COLLECTION TUBES FOR PEDIATRIC PATIENTS I. SILICONE COATED, 250-500 UL FILL VOLUME WITH ANTI-SPILLAGE CAPS II. WITH K2EDTA ADDITIVE, 250-500 UL FILL VOLUME WITH ANTI-SPILLAGE CAPS III. WITH NAF/NA2EDTA ADDITIVE, 400-600 UL FILL VOLUME WITH ANTI-SPILLAGE CAPS IV. WITH 3.2% SODIUM CITRATE, 500-1000 UL FILL VOLUME AND ANTI-SPILLAGE CAPS V. CONTACT ACTIVATED LANCETS FOR HIGH FLOW: 1.5MM WIDTH X 2.0MM DEPTH MATERIAL OF TUBE: POLYETHYLENE TEREPHTHALATE (PET), SAFE FOR INCINERATION: ENVIRONMENTAL SAFETY DATA MUST BE PROVIDED, SUITABLE TO WITHSTAND CENTRIFUGATION FORCES BETWEEN 1000-2000 RCF, . SPILLAGE PROOF RUBBER CAPS (NON SCREW TYPE), STABILITY OF DRAW VOLUME TO BE MAINTAINED FOR SIX MONTHS AT 18-25˚C WITH < 10% INTRA-LOT AND INTER-LOT VARIATION.
234 | BLOOD FREE CAMPYLOBACTOR AGAR - 500 GM | BLOOD FREE CAMPYLOBACTOR AGAR - 500 GM
235 | BOLTON BROTH (BASE) - 500 GM | BOLTON BROTH (BASE) - 500 GM
236 | BOLTON SELECTIVE SUPPLEMENT - 100 GM | BOLTON SELECTIVE SUPPLEMENT - 100 GM
237 | BOTTLE - BLOOD CULTURE BOTTLE (CONVENTIONAL PEDIATRICS) - 25 ML | BOTTLE - BLOOD CULTURE BOTTLE (CONVENTIONAL PEDIATRICS) - 25 ML
238 | BOTTLE - BLOOD CULTURE BOTTLE- 100ML | BOTTLE - BLOOD CULTURE BOTTLE- 100ML
239 | BOTTLE - BLOOD CULTURE BOTTLE- 125ML | BOTTLE - BLOOD CULTURE BOTTLE- 125ML
240 | BOTTLE - DROP BOTTLE - 100 ML | BOTTLE - DROP BOTTLE - 100 ML
241 | BOTTLE - MYCO F BOTTLE- 100 ML | BOTTLE - MYCO F BOTTLE- 100 ML
242 | BOTTLE - REAGENT BOTTLE – 100 ML (SILICATE WITH DROPER CAP – 100 PC) | BOTTLE - REAGENT BOTTLE – 100 ML (SILICATE WITH DROPER CAP – 100 PC)
243 | BOTTLE - SPRAY BOTTLES - 500 ML | BOTTLE - SPRAY BOTTLES - 500 ML
244 | BOTTLE - SPREY GUN WITH BOTTLE (500 ML) NOS. | BOTTLE - SPREY GUN WITH BOTTLE (500 ML) NOS.
245 | BOTTLE - SQEEZE BOTTLE - 500 ML | BOTTLE - SQEEZE BOTTLE - 500 ML
246 | BOTTLE - SQEEZE BOTTLE WITH UNBREAKABLE FLEXIBLE DELIVERY TUBE 500ML | BOTTLE - SQEEZE BOTTLE WITH UNBREAKABLE FLEXIBLE DELIVERY TUBE 500ML
247 | BOTTLE - UNIVERSAL BOTTLE 30 ML WITH SCREW CORK | BOTTLE - UNIVERSAL BOTTLE 30 ML WITH SCREW CORK
248 | BOTTLE - UNIVERSAL BOTTLE GLASS WITH RUBBER WASHER AND CAP - 500 PCS | BOTTLE - UNIVERSAL BOTTLE GLASS WITH RUBBER WASHER AND CAP - 500 PCS
249 | BOVIN SERUM ALBUMINE - 100 MG (AGAROSE ELECTROPHORESIS > 96 % CELL CULTURE TEST PASS, Heat shock fraction, protease free, fatty acid free, essentially globulin free, pH 7, ≥98%) - 1 NOS | BOVIN SERUM ALBUMINE - 100 MG (AGAROSE ELECTROPHORESIS > 96 % CELL CULTURE TEST PASS, HEAT SHOCK FRACTION, PROTEASE FREE, FATTY ACID FREE, ESSENTIALLY GLOBULIN FREE, PH 7, ≥98%) - 1 NOS
250 | BOVIN SERUM ALBUMINE - 50MG (AGAROSE ELECTROPHORESIS > 96 % CELL CULTURE TEST PASS, Heat shock fraction, protease free, fatty acid free, essentially globulin free, pH 7, ≥98%) - 1 NOS | BOVIN SERUM ALBUMINE - 50MG (AGAROSE ELECTROPHORESIS > 96 % CELL CULTURE TEST PASS, HEAT SHOCK FRACTION, PROTEASE FREE, FATTY ACID FREE, ESSENTIALLY GLOBULIN FREE, PH 7, ≥98%) - 1 NOS
251 | BOVINE ALBUMIN 22% - 10 ML | BOVINE ALBUMIN 22% - 10 ML
252 | BOX - AUTOCLAVE BIOLOGICAL INDICATOR BOX (GEO.ATROPHEUS ) 50 X 1 ML | BOX - AUTOCLAVE BIOLOGICAL INDICATOR BOX (GEO.ATROPHEUS ) 50 X 1 ML
253 | BOX - BOWIE – DICK COMPACT BOX - 20 PCS PER PACK | BOX - BOWIE – DICK COMPACT BOX - 20 PCS PER PACK
254 | BOX - CRYO BOXES (5ML) 4X5 ML | BOX - CRYO BOXES (5ML) 4X5 ML
255 | BOX - CRYO BOXES (Tube Capacity 5ML, PLACE 81 (9 x 9 Array)) 4 NOS IN EACH CASE | BOX - CRYO BOXES (TUBE CAPACITY 5ML, PLACE 81 (9 X 9 ARRAY)) 4 NOS IN EACH CASE
256 | BOX - ETO INDICATOR BOX - 500 PCS IN EACH BOX | BOX - ETO INDICATOR BOX - 500 PCS IN EACH BOX
257 | BOX - ETO INDICATOR TAPE 19MM x 50 METERS | BOX - ETO INDICATOR TAPE 19MM X 50 METERS
258 | BOX - GLUFFS BOX EACH | BOX - GLUFFS BOX EACH
259 | BOX - MICRO PORE BOX - EACH PCS | BOX - MICRO PORE BOX - EACH PCS
260 | BOX - MICRO PORE TAPE 1'' X 19 METER - EACH | BOX - MICRO PORE TAPE 1'' X 19 METER - EACH
261 | BOX - MICRO TUBE BOX FOR 0.5 ML TUBE - EACH | BOX - MICRO TUBE BOX FOR 0.5 ML TUBE - EACH
262 | BOX - Micro tube box for 0.5ml tube (It should be made up of Polycarbonate/low density polyethylene, must contain atleast 80 places for 0.5ml tube. ) - 1 X 4 NOS | BOX - MICRO TUBE BOX FOR 0.5ML TUBE (IT SHOULD BE MADE UP OF POLYCARBONATE/LOW DENSITY POLYETHYLENE, MUST CONTAIN ATLEAST 80 PLACES FOR 0.5ML TUBE. ) - 1 X 4 NOS
263 | BOX - PLASMA CASSET BOX - EACH | BOX - PLASMA CASSET BOX - EACH
264 | BOX - SLIDE BOX - SLIDE BOX FOR 100 SLIDE - EACH | BOX - SLIDE BOX - SLIDE BOX FOR 100 SLIDE - EACH
265 | BOX - SOFTNER WATER KIT BOX - EACH | BOX - SOFTNER WATER KIT BOX - EACH
266 | BOX - STEAM EMULATING INDICATOR CLASS 6 (250 PCS. EACH PACK) | BOX - STEAM EMULATING INDICATOR CLASS 6 (250 PCS. EACH PACK)
267 | BOX - STERILIZATION INDICATOR BOX - EACH | BOX - STERILIZATION INDICATOR BOX - EACH
268 | BOX - TIP BOX 0.2-10µL - 96 PC CAP EACH | BOX - TIP BOX 0.2-10µL - 96 PC CAP EACH
269 | BOX - TIP BOX 200-1000µL - 96 PC CAP EACH | BOX - TIP BOX 200-1000µL - 96 PC CAP EACH
270 | BOX - TIP BOX 2-200µL - 96 PC CAP EACH | BOX - TIP BOX 2-200µL - 96 PC CAP EACH
271 | BRCA 1 POLYCLONAL ANTIBODY 100 MICROLITRE | BRCA 1 POLYCLONAL ANTIBODY 100 MICROLITRE
272 | BRCA 2 Polyclonal antibody 100 microlitre | BRCA 2 POLYCLONAL ANTIBODY 100 MICROLITRE
273 | BRILLIANT GREEN BILE BROTH 2% - 125 ML | BRILLIANT GREEN BILE BROTH 2% - 125 ML
274 | BROMINE SAMPLE- 250 GM | BROMINE SAMPLE- 250 GM
275 | BROMO PHENOL BLUE 500 ML | BROMO PHENOL BLUE 500 ML
276 | Bromophenol Blue (Powder, Molecular Weight: 669.96, molecular grade) - 25 GM | BROMOPHENOL BLUE (POWDER, MOLECULAR WEIGHT: 669.96, MOLECULAR GRADE) - 25 GM
277 | BROMOTHYMOL BLUE SOLUTION - 500 ML | BROMOTHYMOL BLUE SOLUTION - 500 ML
278 | BRUCELLA IGM ELISA 96 WELL | BRUCELLA IGM ELISA 96 WELL
279 | BRUCELLA SLIDE AGGLUTINATION TEST 100 TEST/ PACK | BRUCELLA SLIDE AGGLUTINATION TEST 100 TEST/ PACK
280 | BRUSH - CYTO BRUSH – MATERIAL - PLASTIC COLOR - WHITE PACKAGING TYPE - 100 PCS PER PACKET TO MINIMIZE TRAUMA | BRUSH - CYTO BRUSH – MATERIAL - PLASTIC COLOR - WHITE PACKAGING TYPE - 100 PCS PER PACKET TO MINIMIZE TRAUMA
281 | BRUSH - WASHING BRUSH 12” - EACH BRUSH | BRUSH - WASHING BRUSH 12” - EACH BRUSH
282 | BRUSH - WASHING BRUSH 6” - EACH BRUSH | BRUSH - WASHING BRUSH 6” - EACH BRUSH
283 | BUFFER - SALINE SODIUM CITRATE BUFFER - 500 ML | BUFFER - SALINE SODIUM CITRATE BUFFER - 500 ML
284 | BUFFER FOR SEROPROTIN ELECTROPHORESIS - 1 LTR | BUFFER FOR SEROPROTIN ELECTROPHORESIS - 1 LTR
285 | BUFFER SOLUTION HEMOGLOBIN- 1000 ML | BUFFER SOLUTION HEMOGLOBIN- 1000 ML
286 | BUFFERED FORMAL ACETONE 500 ML | BUFFERED FORMAL ACETONE 500 ML
287 | BUFFERED PEPTONE WATER - 500 GM | BUFFERED PEPTONE WATER - 500 GM
288 | BUTANE GAS - 250 GM | BUTANE GAS - 250 GM
289 | C3 CONTROL LEVEL 1 - 1 ML (COMPACTIBLE WITH DIRUI-CST240) | C3 CONTROL LEVEL 1 - 1 ML (COMPACTIBLE WITH DIRUI-CST240)
290 | C3 CONTROL LEVEL 1 (compatible with for fully automated EM-360 biochemistry analyzer) – 1 ML | C3 CONTROL LEVEL 1 (COMPATIBLE WITH FOR FULLY AUTOMATED EM-360 BIOCHEMISTRY ANALYZER) – 1 ML
291 | C3 CONTROL LEVEL 2 (compatible with for fully automated EM-360 biochemistry analyzer) – 1 ML | C3 CONTROL LEVEL 2 (COMPATIBLE WITH FOR FULLY AUTOMATED EM-360 BIOCHEMISTRY ANALYZER) – 1 ML
292 | C3 WITH CALIBRATOR - 100 ML (COMPACTIBLE WITH DIRUI-CST240) | C3 WITH CALIBRATOR - 100 ML (COMPACTIBLE WITH DIRUI-CST240)
293 | C3 100 ML | C3 100 ML
294 | C3 with calibrator (compatible with for fully automated EM-360 biochemistry analyzer) – 100 ML | C3 WITH CALIBRATOR (COMPATIBLE WITH FOR FULLY AUTOMATED EM-360 BIOCHEMISTRY ANALYZER) – 100 ML
295 | C4 CONTROL LEVEL 1 (compatible with for fully automated EM-360 biochemistry analyzer) – 1 ML | C4 CONTROL LEVEL 1 (COMPATIBLE WITH FOR FULLY AUTOMATED EM-360 BIOCHEMISTRY ANALYZER) – 1 ML
296 | C4 CONTROL LEVEL 2 - 1 ML (COMPACTIBLE WITH DIRUI-CST240) | C4 CONTROL LEVEL 2 - 1 ML (COMPACTIBLE WITH DIRUI-CST240)
297 | C4 100 ML | C4 100 ML
298 | C4 CONTROL LEVEL 2 (compatible with for fully automated EM-360 biochemistry analyzer) – 1 ML | C4 CONTROL LEVEL 2 (COMPATIBLE WITH FOR FULLY AUTOMATED EM-360 BIOCHEMISTRY ANALYZER) – 1 ML
299 | C4 WITH CALIBRATOR - 100 ML (COMPACTIBLE WITH DIRUI-CST240) | C4 WITH CALIBRATOR - 100 ML (COMPACTIBLE WITH DIRUI-CST240)
300 | C4 with calibrator (compatible with for fully automated EM-360 biochemistry analyzer) – 100 ML | C4 WITH CALIBRATOR (COMPATIBLE WITH FOR FULLY AUTOMATED EM-360 BIOCHEMISTRY ANALYZER) – 100 ML
301 | CA 125 control (level 1 & level 2) compatible with fully automated biochemistry/immunoassay analyzer Bidder should have peer group data of multiple equipments. Pack Size – 1 ml | CA 125 CONTROL (LEVEL 1 & LEVEL 2) COMPATIBLE WITH FULLY AUTOMATED BIOCHEMISTRY/IMMUNOASSAY ANALYZER BIDDER SHOULD HAVE PEER GROUP DATA OF MULTIPLE EQUIPMENTS. PACK SIZE – 1 ML
302 | CA 19.9 control (level 1 & level 2) compatible with fully automated biochemistry/immunoassay analyzer Bidder should have peer group data of multiple equipments. Pack Size – 1 ml | CA 19.9 CONTROL (LEVEL 1 & LEVEL 2) COMPATIBLE WITH FULLY AUTOMATED BIOCHEMISTRY/IMMUNOASSAY ANALYZER BIDDER SHOULD HAVE PEER GROUP DATA OF MULTIPLE EQUIPMENTS. PACK SIZE – 1 ML
303 | CA125 - 1 ML | CA125 - 1 ML
304 | CA15.3 control (level 1 & level 2) compatible with fully automated biochemistry/immunoassay analyzer Bidder should have peer group data of multiple equipments. Pack Size – 1 ml | CA15.3 CONTROL (LEVEL 1 & LEVEL 2) COMPATIBLE WITH FULLY AUTOMATED BIOCHEMISTRY/IMMUNOASSAY ANALYZER BIDDER SHOULD HAVE PEER GROUP DATA OF MULTIPLE EQUIPMENTS. PACK SIZE – 1 ML
305 | CALAMINE POWDER - 250 GM | CALAMINE POWDER - 250 GM
306 | Calcium chloride dihydrate- 500gram ( Molecular weight- 147.01) | CALCIUM CHLORIDE DIHYDRATE- 500GRAM ( MOLECULAR WEIGHT- 147.01)
307 | CALCIUM CHORIDE SOLUTION FOR APTT- 10ML | CALCIUM CHORIDE SOLUTION FOR APTT- 10ML
308 | CALCIUM OXIDE- 250 ML | CALCIUM OXIDE- 250 ML
309 | CALCIUM PHOSPHATE DIBASIC DIHYDRATE - 500 GM | CALCIUM PHOSPHATE DIBASIC DIHYDRATE - 500 GM
310 | CALCIUM SULPHATE 500 GM | CALCIUM SULPHATE 500 GM
311 | CALCIUM SULPHATE 500 ML | CALCIUM SULPHATE 500 ML
312 | CALCOFLOUR WHITE 100 ML | CALCOFLOUR WHITE 100 ML
313 | CALIBRATED THERMOMETER - EACH | CALIBRATED THERMOMETER - EACH
314 | CALIBRATOR LDL ( US ) 100 ML | CALIBRATOR LDL ( US ) 100 ML
315 | CALIPER FOR ANTIBIOTIC ZONE MESUREMENT - EACH | CALIPER FOR ANTIBIOTIC ZONE MESUREMENT - EACH
316 | CALPONIN - 1 ML | CALPONIN - 1 ML
317 | CALRETININ - 1 ML | CALRETININ - 1 ML
318 | CANDIDA ALBICANS AGAR -500 GM | CANDIDA ALBICANS AGAR -500 GM
319 | CANDLE JAR - 5 LTR. | CANDLE JAR - 5 LTR.
320 | Carbamazepine control (level 1 & level 2) compatible with fully automated biochemistry/immunoassay analyzer Bidder should have peer group data of multiple equipments. Pack Size – 1 ml | CARBAMAZEPINE CONTROL (LEVEL 1 & LEVEL 2) COMPATIBLE WITH FULLY AUTOMATED BIOCHEMISTRY/IMMUNOASSAY ANALYZER BIDDER SHOULD HAVE PEER GROUP DATA OF MULTIPLE EQUIPMENTS. PACK SIZE – 1 ML
321 | CARBAMEZAPINE 100 ML | CARBAMEZAPINE 100 ML
322 | CARBAPENEM RESISTANT DETECTION KIT (LATERAL FLOW ASSAY) 25TEST EACH PACK | CARBAPENEM RESISTANT DETECTION KIT (LATERAL FLOW ASSAY) 25TEST EACH PACK
323 | CARBO RED - 500 ML | CARBO RED - 500 ML
324 | CARBOHYDRATE CONSUMPTION BROTH BASE - 500 GM | CARBOHYDRATE CONSUMPTION BROTH BASE - 500 GM
325 | CARBOLIC ACID - 500 ML | CARBOLIC ACID - 500 ML
326 | Carbon Roll : 55mm X 300 CM WAX RIBBON ( INK OUTSIDE) PACK SIZE – EACH ROLL | CARBON ROLL : 55MM X 300 CM WAX RIBBON ( INK OUTSIDE) PACK SIZE – EACH ROLL
327 | Carboy with stopcock- 10 ltr (It should be made up of medical grade polypropylene and must be USP class-VI) | CARBOY WITH STOPCOCK- 10 LTR (IT SHOULD BE MADE UP OF MEDICAL GRADE POLYPROPYLENE AND MUST BE USP CLASS-VI)
328 | Carboy with stopcock- 5 ltr (It should be made up of medical grade polypropylene and must be USP class-VI) | CARBOY WITH STOPCOCK- 5 LTR (IT SHOULD BE MADE UP OF MEDICAL GRADE POLYPROPYLENE AND MUST BE USP CLASS-VI)
329 | CARDIAC CONTROLS - 1 ML | CARDIAC CONTROLS - 1 ML
330 | CARMINE POWDER - 250 GM | CARMINE POWDER - 250 GM
331 | CASEIN - 500 GM | CASEIN - 500 GM
332 | CASEIN - 500 ML | CASEIN - 500 ML
333 | CASPOFUNGIN MIC E-STRIP - 1 x 10 strip | CASPOFUNGIN MIC E-STRIP - 1 X 10 STRIP
334 | CASPOFUNGIN POWDER (SOLUBILIZED POWDER, Γ-IRRADIATED ) 10 gm | CASPOFUNGIN POWDER (SOLUBILIZED POWDER, Γ-IRRADIATED ) 10 GM
335 | CCDA SELECTIVE SUPPLEMENT - PACK OF 10 VIAL | CCDA SELECTIVE SUPPLEMENT - PACK OF 10 VIAL
336 | CD 10 - 1 ML | CD 10 - 1 ML
337 | CD 117 - 1 ML | CD 117 - 1 ML
338 | CD 15 - 1 ML | CD 15 - 1 ML
339 | CD 19 - 1 ML | CD 19 - 1 ML
340 | CD 20 - 1 ML | CD 20 - 1 ML
341 | CD 3 - 1ML | CD 3 - 1ML
342 | CD 30 - 1 ML | CD 30 - 1 ML
343 | CD 31 - 1 ML | CD 31 - 1 ML
344 | CD 33 PE - 1 PC | CD 33 PE - 1 PC
345 | CD 34 ENDOTHELIAL CELL MARKER - 1 ML | CD 34 ENDOTHELIAL CELL MARKER - 1 ML
346 | CD 45 - 1 ML | CD 45 - 1 ML
347 | CD 5 - 1 ML | CD 5 - 1 ML
348 | CD 5 PE - 1 PC | CD 5 PE - 1 PC
349 | CD 5100 - 1 ML | CD 5100 - 1 ML
350 | CD 56 - 1 ML | CD 56 - 1 ML
351 | CD 99 - 1 ML | CD 99 - 1 ML
352 | CDNA SYNTHESIS KIT (50 REACTIONS) | CDNA SYNTHESIS KIT (50 REACTIONS)
353 | CEA - 1 ML | CEA - 1 ML
354 | CEA control (level 1 & level 2) compatible with fully automated biochemistry/immunoassay analyzer Bidder should have peer group data of multiple equipments. Pack Size – 1 ml | CEA CONTROL (LEVEL 1 & LEVEL 2) COMPATIBLE WITH FULLY AUTOMATED BIOCHEMISTRY/IMMUNOASSAY ANALYZER BIDDER SHOULD HAVE PEER GROUP DATA OF MULTIPLE EQUIPMENTS. PACK SIZE – 1 ML
355 | CEFADROXYL- 30 MCG (ANTIBIOTIC DISC) (250 DISC) | CEFADROXYL- 30 MCG (ANTIBIOTIC DISC) (250 DISC)
356 | CEFAMANDOLE (ANTIBIOTIC DISC) 30MCG (250 DISC) | CEFAMANDOLE (ANTIBIOTIC DISC) 30MCG (250 DISC)
357 | Cefepime/Sulbactam Specification - MIC Strip (0.016-256 mcg/ml) Pack Size - 1 X 10 Pcs | CEFEPIME/SULBACTAM SPECIFICATION - MIC STRIP (0.016-256 MCG/ML) PACK SIZE - 1 X 10 PCS
358 | CEFMATAZOLE (ANTIBIOTIC DISC) 30MCG (250 DISC) | CEFMATAZOLE (ANTIBIOTIC DISC) 30MCG (250 DISC)
359 | CEFOAXIMEN + SULBACTAM (ANTIBIOTIC DISC) 10 MCG (250 DISC) | CEFOAXIMEN + SULBACTAM (ANTIBIOTIC DISC) 10 MCG (250 DISC)
360 | CEFOAXIMEN + SULBACTAM (ANTIBIOTIC DISC) 30 MCG (250 DISC) | CEFOAXIMEN + SULBACTAM (ANTIBIOTIC DISC) 30 MCG (250 DISC)
361 | CEFOAXIMEN + SULBACTAM (ANTIBIOTIC DISC) P. SIZE 5 X 250 | CEFOAXIMEN + SULBACTAM (ANTIBIOTIC DISC) P. SIZE 5 X 250
362 | CEFONICID (ANTIBIOTIC DISC)30 MCG (250 DISC) | CEFONICID (ANTIBIOTIC DISC)30 MCG (250 DISC)
363 | CEFOPERAZONE- 30 MCG (ANTIBIOTIC DISC) (250 DISC) | CEFOPERAZONE- 30 MCG (ANTIBIOTIC DISC) (250 DISC)
364 | CEFOPERAZONE SALBACTUM 10MCG (ANTIBIOTIC DISC) (250 DISC) | CEFOPERAZONE SALBACTUM 10MCG (ANTIBIOTIC DISC) (250 DISC)
365 | CEFOTAXIME- 5 MCG (ANTIBIOTIC DISC) (250 DISC) | CEFOTAXIME- 5 MCG (ANTIBIOTIC DISC) (250 DISC)
366 | CEFOTAXIME CLAVULANIC ACID (ANTIBIOTIC DISC) 10MCG (250 DISC) | CEFOTAXIME CLAVULANIC ACID (ANTIBIOTIC DISC) 10MCG (250 DISC)
367 | CEFOTETAM (ANTIBIOTIC DISC)30MCG (250 DISC) | CEFOTETAM (ANTIBIOTIC DISC)30MCG (250 DISC)
368 | CEFOXITIN- 10 MCG (ANTIBIOTIC DISC) (250 DISC) | CEFOXITIN- 10 MCG (ANTIBIOTIC DISC) (250 DISC)
369 | CEFPERAZONE - 75 MCG +SULBACTUM - 30 MCG (ANTIBIOTIC DISC) (250 DISC) | CEFPERAZONE - 75 MCG +SULBACTUM - 30 MCG (ANTIBIOTIC DISC) (250 DISC)
370 | CEFPROZIL- 30 MCG (ANTIBIOTIC DISC) (250 DISC) | CEFPROZIL- 30 MCG (ANTIBIOTIC DISC) (250 DISC)
371 | CEFSULODIN- 30 MCG (ANTIBIOTIC DISC) (250 DISC) | CEFSULODIN- 30 MCG (ANTIBIOTIC DISC) (250 DISC)
372 | CEFTAROLINE (ANTIBIOTIC DISC)30MCG (250 DISC) | CEFTAROLINE (ANTIBIOTIC DISC)30MCG (250 DISC)
373 | CEFTAZIDIME- CLAVULANIC ACID (ANTIBIOTIC DISC)30MCG (250 DISC) | CEFTAZIDIME- CLAVULANIC ACID (ANTIBIOTIC DISC)30MCG (250 DISC)
374 | CEFTAZIDIME- CLAVULANIC ACID 10MCG (250 DISC) | CEFTAZIDIME- CLAVULANIC ACID 10MCG (250 DISC)
375 | CEFTAZIDIME-AVIBACTUM (ANTIBIOTIC DISC) 20 MCG (250 DISC) | CEFTAZIDIME-AVIBACTUM (ANTIBIOTIC DISC) 20 MCG (250 DISC)
376 | CEFTAZIDIME-AVIBACTUM (ANTIBIOTIC DISC) 30 MCG (250 DISC) | CEFTAZIDIME-AVIBACTUM (ANTIBIOTIC DISC) 30 MCG (250 DISC)
377 | CEFTIOFUR- 30 MCG (ANTIBIOTIC DISC) (250 DISC) | CEFTIOFUR- 30 MCG (ANTIBIOTIC DISC) (250 DISC)
378 | CEFTRIAXONE + SULBACTAM (ANTIBIOTIC DISC) 10 MCG ( 250 DICS) | CEFTRIAXONE + SULBACTAM (ANTIBIOTIC DISC) 10 MCG ( 250 DICS)
379 | CEFTRIAXONE + SULBACTAM (ANTIBIOTIC DISC) 30 MCG ( 250 DICS) | CEFTRIAXONE + SULBACTAM (ANTIBIOTIC DISC) 30 MCG ( 250 DICS)
380 | CEFTRIAXONE 30MCG + SULBACTAM 15MCG+ EDTA 100MCG (ANTIBIOTIC DISC) ( 250 DICS) | CEFTRIAXONE 30MCG + SULBACTAM 15MCG+ EDTA 100MCG (ANTIBIOTIC DISC) ( 250 DICS)
381 | CEFUROXIME- 5 MCG (ANTIBIOTIC DISC) (250 DISC) | CEFUROXIME- 5 MCG (ANTIBIOTIC DISC) (250 DISC)
382 | CELL CLEAN - 50 ML | CELL CLEAN - 50 ML
383 | CELL PACK - 20 LTRS | CELL PACK - 20 LTRS
384 | CELLULOSE ACETATE STRIP 25 X 130 | CELLULOSE ACETATE STRIP 25 X 130
385 | CELLULOSE ACETATE STRIP 57 X 130 | CELLULOSE ACETATE STRIP 57 X 130
386 | CEPHALOTHIN (ANTIBIOTIC DISC) 30MCG ( 250 DICS) | CEPHALOTHIN (ANTIBIOTIC DISC) 30MCG ( 250 DICS)
387 | CEPHRADINE- 30 MCG (ANTIBIOTIC DISC) (250 DISC) | CEPHRADINE- 30 MCG (ANTIBIOTIC DISC) (250 DISC)
388 | CEPODOXIME (ANTIBIOTIC DISC) P. SIZE 5 X 250 | CEPODOXIME (ANTIBIOTIC DISC) P. SIZE 5 X 250
389 | C-ERB2 ONCO PROTON HER2NEU - 3 ML | C-ERB2 ONCO PROTON HER2NEU - 3 ML
390 | CERBENICILLIN (ANTIBIOTIC DISC) P. SIZE- 5X 250 | CERBENICILLIN (ANTIBIOTIC DISC) P. SIZE- 5X 250
391 | CERULOPLASMIN 100 ML | CERULOPLASMIN 100 ML
392 | Ceruloplasmin control (level 1 & level 2) compatible with fully automated biochemistry/immunoassay analyzer Bidder should have peer group data of multiple equipments. Pack Size – 1 ml | CERULOPLASMIN CONTROL (LEVEL 1 & LEVEL 2) COMPATIBLE WITH FULLY AUTOMATED BIOCHEMISTRY/IMMUNOASSAY ANALYZER BIDDER SHOULD HAVE PEER GROUP DATA OF MULTIPLE EQUIPMENTS. PACK SIZE – 1 ML
393 | Ceruluplasmin (Immunoturbidimetric method compatible in EM-360 biochemistry analyzer) – 100 ML | CERULUPLASMIN (IMMUNOTURBIDIMETRIC METHOD COMPATIBLE IN EM-360 BIOCHEMISTRY ANALYZER) – 100 ML
394 | CHAMBER - DARK HUMIDITY CHAMBER – EACH PCS | CHAMBER - DARK HUMIDITY CHAMBER – EACH PCS
395 | CHAMBER - MULTIPURPOSE STAINING CHAMBER BODY TYPE – PLASTIC SIZE – 46X25X4 CM SLIDE CAPACITY – 24 | CHAMBER - MULTIPURPOSE STAINING CHAMBER BODY TYPE – PLASTIC SIZE – 46X25X4 CM SLIDE CAPACITY – 24
396 | CHAPS - 1 KG (CHOLAMIDOPROPYL)DIMETHYLAMMONIO]-1- PROPANESULPHONATE}) | CHAPS - 1 KG (CHOLAMIDOPROPYL)DIMETHYLAMMONIO]-1- PROPANESULPHONATE})
397 | CHART MARKER PEN- EACH | CHART MARKER PEN- EACH
398 | CHEMICAL INDICATORS CLASS 6 STEAM STRIPS - 500 PER PCS | CHEMICAL INDICATORS CLASS 6 STEAM STRIPS - 500 PER PCS
399 | CHEMICAL INDICATORS STEAM STRIPS (minimum 50 meter) | CHEMICAL INDICATORS STEAM STRIPS (MINIMUM 50 METER)
400 | CHIKUNGUNYA IGM ELISA KIT - 1 X 96Well | CHIKUNGUNYA IGM ELISA KIT - 1 X 96WELL
401 | CHLORAMPHENICOL YEAST EXTRACT GLUCOSE AGAR - 500 GM | CHLORAMPHENICOL YEAST EXTRACT GLUCOSE AGAR - 500 GM
402 | Chlorhexidine Gluconate Solution IP 10 % v/v (equivalent to Chlorhexidine Gluconate 2 % w/v) Ethanol IP 80% v/v Passes EN 13727, EN 13624 and EN 14476 Standards | CHLORHEXIDINE GLUCONATE SOLUTION IP 10 % V/V (EQUIVALENT TO CHLORHEXIDINE GLUCONATE 2 % W/V) ETHANOL IP 80% V/V PASSES EN 13727, EN 13624 AND EN 14476 STANDARDS
403 | Chlorhexidine Gluconate Solution IP 10 % v/v (equivalent to Chlorhexidine Gluconate 2 % w/v) Isopropyl Alcohol IP 70% v/v Passes EN 13727, EN 13624 and EN 14476 Standards | CHLORHEXIDINE GLUCONATE SOLUTION IP 10 % V/V (EQUIVALENT TO CHLORHEXIDINE GLUCONATE 2 % W/V) ISOPROPYL ALCOHOL IP 70% V/V PASSES EN 13727, EN 13624 AND EN 14476 STANDARDS
404 | Chlorhexidine Gluconate Solution IP 20 % v/v (equivalent to Chlorhexidine Gluconate 4 % w/v) with Isopropanol<10%, Ethoxylated alkylphenol<10%, Fatty acid diethanolamide<10%, Acetic acid glacial<1%, Cellulose and fragrance<10% Emollient & moisturising agents with automatic dispenssor Passes EN 1499 Standards | CHLORHEXIDINE GLUCONATE SOLUTION IP 20 % V/V (EQUIVALENT TO CHLORHEXIDINE GLUCONATE 4 % W/V) WITH ISOPROPANOL<10%, ETHOXYLATED ALKYLPHENOL<10%, FATTY ACID DIETHANOLAMIDE<10%, ACETIC ACID GLACIAL<1%, CELLULOSE AND FRAGRANCE<10% EMOLLIENT & MOISTURISING AGENTS WITH AUTOMATIC DISPENSSOR PASSES EN 1499 STANDARDS
405 | CHOCOLATE AGAR PLATE - 50 PLATES | CHOCOLATE AGAR PLATE - 50 PLATES
406 | CHOLESTEROL HI CO 100 ML | CHOLESTEROL HI CO 100 ML
407 | CHOLINESTERASE 24 ML | CHOLINESTERASE 24 ML
408 | CHOPPING BOARD – EACH ( GROSSING BOARDS ) FEATURES MEASUREMENT GUIDES PRINTED ONTO BOARD MADE OF HEAVY-DUTY, STAIN-RESISTANT, THICK POLYETHYLENE WILL NOT DULL FINE SURGICAL BLADES SIZE - 33.6L x 22.5W x 1.2Th Centimeters FEATURES A DRAIN GROOVE, CARVED INTO THE EDGE TO CONTAIN FLUIDS DURABLE DESIGN WILL MAKE THE BOARD LAST FOR YEARS, WITHOUT CHANGING SHAPE, BENDING, OR SWELLING | CHOPPING BOARD – EACH ( GROSSING BOARDS ) FEATURES MEASUREMENT GUIDES PRINTED ONTO BOARD MADE OF HEAVY-DUTY, STAIN-RESISTANT, THICK POLYETHYLENE WILL NOT DULL FINE SURGICAL BLADES SIZE - 33.6L X 22.5W X 1.2TH CENTIMETERS FEATURES A DRAIN GROOVE, CARVED INTO THE EDGE TO CONTAIN FLUIDS DURABLE DESIGN WILL MAKE THE BOARD LAST FOR YEARS, WITHOUT CHANGING SHAPE, BENDING, OR SWELLING
409 | CHRISTENSEN’S UREA - 500 GM | CHRISTENSEN’S UREA - 500 GM
410 | CHROM AGAR - 500 GM | CHROM AGAR - 500 GM
411 | CHROMIUM (III) CHLORIDE HEXAHYDRATE - 500 GM | CHROMIUM (III) CHLORIDE HEXAHYDRATE - 500 GM
412 | CHROMIUM OXIDE 5% - 100ML | CHROMIUM OXIDE 5% - 100ML
413 | CHROMOGENIC AGAR LISTERIA (LISTERIA OTTAVIANI - AGOSTI AGAR BASE) - 500 GM | CHROMOGENIC AGAR LISTERIA (LISTERIA OTTAVIANI - AGOSTI AGAR BASE) - 500 GM
414 | CHROMOGENIC CARBAPENEM RESISTANT GRAM-NEGATIVE BACTERIAL SCREENING AGAR | CHROMOGENIC CARBAPENEM RESISTANT GRAM-NEGATIVE BACTERIAL SCREENING AGAR
415 | CHROMOGENIC COLISTIN RESISTANT GRAM-NEGATIVE BACTERIAL SCREENING AGAR - 500 GM | CHROMOGENIC COLISTIN RESISTANT GRAM-NEGATIVE BACTERIAL SCREENING AGAR - 500 GM
416 | CHROMOGENIC ESBL PRODUCING GRAM NEGATIVE BACTERIAL SCREENING AGAR | CHROMOGENIC ESBL PRODUCING GRAM NEGATIVE BACTERIAL SCREENING AGAR
417 | CHROMOGRANIN A - 1 ML | CHROMOGRANIN A - 1 ML
418 | CINOXACIN (ANTIBIOTIC DISC)100 MCG (250 DISC/VIAL) | CINOXACIN (ANTIBIOTIC DISC)100 MCG (250 DISC/VIAL)
419 | CIRCULAR CHART RECORDER- EACH | CIRCULAR CHART RECORDER- EACH
420 | CITRIC ACID (C6H8O7) - 500 ML | CITRIC ACID (C6H8O7) - 500 ML
421 | CK MB WITH CALIBRATOR - 100 ML (COMPACTIBLE WITH DIRUI-CST240) | CK MB WITH CALIBRATOR - 100 ML (COMPACTIBLE WITH DIRUI-CST240)
422 | CK-20 - 1 ML | CK-20 - 1 ML
423 | CK-5 / CK-6 - 1 ML | CK-5 / CK-6 - 1 ML
424 | CK-7 -1ML | CK-7 -1ML
425 | CK-MB CALIBRATOR 100 ML | CK-MB CALIBRATOR 100 ML
426 | CK-MB control level 1 (compatible with for fully automated EM-360 biochemistry analyzer) - 1 ML | CK-MB CONTROL LEVEL 1 (COMPATIBLE WITH FOR FULLY AUTOMATED EM-360 BIOCHEMISTRY ANALYZER) - 1 ML
427 | CK-MB control level 2 (compatible with for fully automated EM-360 biochemistry analyzer) - 1 ML | CK-MB CONTROL LEVEL 2 (COMPATIBLE WITH FOR FULLY AUTOMATED EM-360 BIOCHEMISTRY ANALYZER) - 1 ML
428 | CK-MB with calibrator (compatible with for fully automated EM-360 biochemistry analyzer) - 100 ML | CK-MB WITH CALIBRATOR (COMPATIBLE WITH FOR FULLY AUTOMATED EM-360 BIOCHEMISTRY ANALYZER) - 100 ML
429 | CK-NAC - 100 ML (COMPACTIBLE WITH DIRUI-CST240) | CK-NAC - 100 ML (COMPACTIBLE WITH DIRUI-CST240)
430 | CLEANING SOLUTION (15 ml X 2) / In one Kit | CLEANING SOLUTION (15 ML X 2) / IN ONE KIT
431 | CLEANING SOLUTION 1 KIT | CLEANING SOLUTION 1 KIT
432 | CLOSTRIDIUM DIFFICLE RAPID IDENTIFICATION TEST KIT | CLOSTRIDIUM DIFFICLE RAPID IDENTIFICATION TEST KIT
433 | CMPO FITC - 1 PC | CMPO FITC - 1 PC
434 | COAGULAS PLASMA - 25 ML | COAGULAS PLASMA - 25 ML
435 | Coagulation controls (Compatible with Sysmex/standard equipments) Pack Size – 1 ml | COAGULATION CONTROLS (COMPATIBLE WITH SYSMEX/STANDARD EQUIPMENTS) PACK SIZE – 1 ML
436 | COCAINE 100 ML | COCAINE 100 ML
437 | COLCHICINE POWDER - 1 KG | COLCHICINE POWDER - 1 KG
438 | COLCIMED 5 MG | COLCIMED 5 MG
439 | COLIFORM AGAR - 500 GM | COLIFORM AGAR - 500 GM
440 | COLISTIN MIC E-STRIP TEST - 1 X 10 STRIP | COLISTIN MIC E-STRIP TEST - 1 X 10 STRIP
441 | COLISTIN SULPHATE SALT POWDER 1 GM | COLISTIN SULPHATE SALT POWDER 1 GM
442 | COMBISTIX REAGENT STRIPS 100PC PER BOX | COMBISTIX REAGENT STRIPS 100PC PER BOX
443 | COMBISTRIX 100 T | COMBISTRIX 100 T
444 | Complement C3 control (level 1 & level 2) compatible with fully automated biochemistry/immunoassay analyzer Bidder should have peer group data of multiple equipments. Pack Size – 1 ml | COMPLEMENT C3 CONTROL (LEVEL 1 & LEVEL 2) COMPATIBLE WITH FULLY AUTOMATED BIOCHEMISTRY/IMMUNOASSAY ANALYZER BIDDER SHOULD HAVE PEER GROUP DATA OF MULTIPLE EQUIPMENTS. PACK SIZE – 1 ML
445 | Complement C4 control (level 1 & level 2) compatible with fully automated biochemistry/immunoassay analyzer Bidder should have peer group data of multiple equipments. Pack Size – 1 ml | COMPLEMENT C4 CONTROL (LEVEL 1 & LEVEL 2) COMPATIBLE WITH FULLY AUTOMATED BIOCHEMISTRY/IMMUNOASSAY ANALYZER BIDDER SHOULD HAVE PEER GROUP DATA OF MULTIPLE EQUIPMENTS. PACK SIZE – 1 ML
446 | COMPLETE HAEMACYTOMETER SET - EACH ( NEUBEUR BLOOD COUNTING CHAMBER BRIGHTLINED) - NUMBER OF MEMORY STICKS ‎1 ITEM WEIGHT ‎100 G PACKAGE DIMENSIONS ‎5 X 3 X 1 CM; 100 GRAMS COUNTRY OF ORIGIN ‎GERMANY | COMPLETE HAEMACYTOMETER SET - EACH ( NEUBEUR BLOOD COUNTING CHAMBER BRIGHTLINED) - NUMBER OF MEMORY STICKS ‎1 ITEM WEIGHT ‎100 G PACKAGE DIMENSIONS ‎5 X 3 X 1 CM; 100 GRAMS COUNTRY OF ORIGIN ‎GERMANY
447 | Conc. Hydrochloric acid - 1000 ml | CONC. HYDROCHLORIC ACID - 1000 ML
448 | Conc. Hydrochloric acid- 500 ml | CONC. HYDROCHLORIC ACID- 500 ML
449 | CONTAINER - AUTOCLAVABLE BIOHAZARDS WASTE CONTAINER- LARGE - 100 LTRS | CONTAINER - AUTOCLAVABLE BIOHAZARDS WASTE CONTAINER- LARGE - 100 LTRS
450 | CONTAINER - AUTOCLAVABLE BIOHAZARDS WASTE CONTAINER- MEDIUM - 50 LTRS | CONTAINER - AUTOCLAVABLE BIOHAZARDS WASTE CONTAINER- MEDIUM - 50 LTRS
451 | CONTAINER - MICROTUBE CONTAINER- 1000ML (IT SHOULD BE MADEUP OF MEDICAL GRADE POLYPROPYLENE OR POLYCARBONATE, CONFIRMING TO US FDA CODE OF FEDERAL REGULATIONS TITLE-21, AND SHOULD BE AUTOCLAVABLE) - 1 X 4 NOS | CONTAINER - MICROTUBE CONTAINER- 1000ML (IT SHOULD BE MADEUP OF MEDICAL GRADE POLYPROPYLENE OR POLYCARBONATE, CONFIRMING TO US FDA CODE OF FEDERAL REGULATIONS TITLE-21, AND SHOULD BE AUTOCLAVABLE) - 1 X 4 NOS
452 | CONTAINER - MICROTUBE CONTAINER- 500ML (IT SHOULD BE MADEUP OF MEDICAL GRADE POLYPROPYLENE OR POLYCARBONATE, CONFIRMING TO US FDA CODE OF FEDERAL REGULATIONS TITLE-21, AND SHOULD BE AUTOCLAVABLE) - 1 X 4 NOS | CONTAINER - MICROTUBE CONTAINER- 500ML (IT SHOULD BE MADEUP OF MEDICAL GRADE POLYPROPYLENE OR POLYCARBONATE, CONFIRMING TO US FDA CODE OF FEDERAL REGULATIONS TITLE-21, AND SHOULD BE AUTOCLAVABLE) - 1 X 4 NOS
453 | CONTAINS SUBTILISIN TRIDECYLPOLYETHYLENGLYCOLETHER PROPAN-2-OL, GLYCEROL PASSES EN 13624, EN 13727, EN 14561 AND EN 14562 STANDARDS, PACK SIZE: 2 LITRE BOTTLE | CONTAINS SUBTILISIN TRIDECYLPOLYETHYLENGLYCOLETHER PROPAN-2-OL, GLYCEROL PASSES EN 13624, EN 13727, EN 14561 AND EN 14562 STANDARDS, PACK SIZE: 2 LITRE BOTTLE
454 | COOKED MEAT BROTH - 20 ML | COOKED MEAT BROTH - 20 ML
455 | COPLIN JAR –MADE OF POLYPROPYLENE - EACH PCS MICROWAVE SAFE CAN HOLD 10 SLIDES INTERIOR IS GROOVED TO HOLD SLIDES VERTICALLY DOMED AND SHALLOW THREAD SCREW CAP | COPLIN JAR –MADE OF POLYPROPYLENE - EACH PCS MICROWAVE SAFE CAN HOLD 10 SLIDES INTERIOR IS GROOVED TO HOLD SLIDES VERTICALLY DOMED AND SHALLOW THREAD SCREW CAP
456 | COPLIN JAR PLASTIC 2.5"W x 2.5"L x 4.5"H / EACH | COPLIN JAR PLASTIC 2.5"W X 2.5"L X 4.5"H / EACH
457 | COPLIN JAR PLASTIC - 5 SLIDE PAR JAR - 5 SLIDE CAP | COPLIN JAR PLASTIC - 5 SLIDE PAR JAR - 5 SLIDE CAP
458 | COPLIN JAR PLASTIC HOLD 50 SLIDE | COPLIN JAR PLASTIC HOLD 50 SLIDE
459 | Cortisol control (level 1 & level 2) (compatible with fully automated biochemistry/immunoassay analyzer) - 1 ML | CORTISOL CONTROL (LEVEL 1 & LEVEL 2) (COMPATIBLE WITH FULLY AUTOMATED BIOCHEMISTRY/IMMUNOASSAY ANALYZER) - 1 ML
460 | Cortisol control (level 1 & level 2) compatible with fully automated biochemistry/immunoassay analyzer Bidder should have peer group data of multiple equipments. Pack Size – 1 ml | CORTISOL CONTROL (LEVEL 1 & LEVEL 2) COMPATIBLE WITH FULLY AUTOMATED BIOCHEMISTRY/IMMUNOASSAY ANALYZER BIDDER SHOULD HAVE PEER GROUP DATA OF MULTIPLE EQUIPMENTS. PACK SIZE – 1 ML
461 | COTTON TIP APPLICATOR - 100 PCS / PACK | COTTON TIP APPLICATOR - 100 PCS / PACK
462 | COVID-19 IGG Elisa - 1 X 96 WELL | COVID-19 IGG ELISA - 1 X 96 WELL
463 | C-peptide control (level 1 & level 2) compatible with fully automated biochemistry/immunoassay analyzer Bidder should have peer group data of multiple equipments. Pack Size – 1 ml | C-PEPTIDE CONTROL (LEVEL 1 & LEVEL 2) COMPATIBLE WITH FULLY AUTOMATED BIOCHEMISTRY/IMMUNOASSAY ANALYZER BIDDER SHOULD HAVE PEER GROUP DATA OF MULTIPLE EQUIPMENTS. PACK SIZE – 1 ML
464 | CPK KIT- 2X75ML | CPK KIT- 2X75ML
465 | CPK-MB control (level 1 & level 2) compatible with fully automated biochemistry/immunoassay analyzer Bidder should have peer group data of multiple equipments. Pack Size – 1 ml | CPK-MB CONTROL (LEVEL 1 & LEVEL 2) COMPATIBLE WITH FULLY AUTOMATED BIOCHEMISTRY/IMMUNOASSAY ANALYZER BIDDER SHOULD HAVE PEER GROUP DATA OF MULTIPLE EQUIPMENTS. PACK SIZE – 1 ML
466 | CREATININE ENZYMATIC 100 ML (COMPACTIBLE WITH DIRUI-CST240) | CREATININE ENZYMATIC 100 ML (COMPACTIBLE WITH DIRUI-CST240)
467 | Creatinine Enzymatic method (compatible with for fully automated EM-360 biochemistry analyzer) – 100 ML | CREATININE ENZYMATIC METHOD (COMPATIBLE WITH FOR FULLY AUTOMATED EM-360 BIOCHEMISTRY ANALYZER) – 100 ML
468 | CREATININE KINASE (CK – NAC)- 100 ML | CREATININE KINASE (CK – NAC)- 100 ML
469 | CREATININE KINASE (CK) KIT- 2X75ML | CREATININE KINASE (CK) KIT- 2X75ML
470 | CREATININE ZINC CHLORIDE- 500 GM | CREATININE ZINC CHLORIDE- 500 GM
471 | Cresol Red/o-cresolsulfonphthalein - 25 GM (Reddish brown crystalline powder, Formula : C21H18O5S Molecular weight : 382,43 g/mol) | CRESOL RED/O-CRESOLSULFONPHTHALEIN - 25 GM (REDDISH BROWN CRYSTALLINE POWDER, FORMULA : C21H18O5S MOLECULAR WEIGHT : 382,43 G/MOL)
472 | Cresol Red/o-cresolsulfonphthalein - 25 G (Indicator grade, Dye content 95%, Reddish brown crystalline powder, Formula : C21H18O5S Molecular weight : 382,43 g/mol) | CRESOL RED/O-CRESOLSULFONPHTHALEIN - 25 G (INDICATOR GRADE, DYE CONTENT 95%, REDDISH BROWN CRYSTALLINE POWDER, FORMULA : C21H18O5S MOLECULAR WEIGHT : 382,43 G/MOL)
473 | CRESYL BLUE POWDER- 250 GM | CRESYL BLUE POWDER- 250 GM
474 | CRONOBACTER ISOLATION AGAR 500GM/ PACK | CRONOBACTER ISOLATION AGAR 500GM/ PACK
475 | CRONOBACTER SAKAZAKII AGAR 500GM/PACK | CRONOBACTER SAKAZAKII AGAR 500GM/PACK
476 | CRONOBACTOR SELECTIVE BROTH - 500 GM | CRONOBACTOR SELECTIVE BROTH - 500 GM
477 | CRP LATEX HIGH SENSITATIVE CALIBRATOR 100 ML | CRP LATEX HIGH SENSITATIVE CALIBRATOR 100 ML
478 | CRP LATEX NORMAL CALIBRATOR 100 ML | CRP LATEX NORMAL CALIBRATOR 100 ML
479 | CRP with calibrator (compatible with for fully automated EM-360 biochemistry analyzer) – 100 ML | CRP WITH CALIBRATOR (COMPATIBLE WITH FOR FULLY AUTOMATED EM-360 BIOCHEMISTRY ANALYZER) – 100 ML
480 | CRP control (level 1 & level 2) compatible with fully automated biochemistry/immunoassay analyzer Bidder should have peer group data of multiple equipments. Pack Size – 1 ml | CRP CONTROL (LEVEL 1 & LEVEL 2) COMPATIBLE WITH FULLY AUTOMATED BIOCHEMISTRY/IMMUNOASSAY ANALYZER BIDDER SHOULD HAVE PEER GROUP DATA OF MULTIPLE EQUIPMENTS. PACK SIZE – 1 ML
481 | CRP/RF-C (QUALITY CONTROL , CRP, RF) - 1 ML ( STANDARD COMPATIBLE WITH DIRUI CS-240 SYSTEM PACK) | CRP/RF-C (QUALITY CONTROL , CRP, RF) - 1 ML ( STANDARD COMPATIBLE WITH DIRUI CS-240 SYSTEM PACK)
482 | CRYO GLOBES LARGE – 100 PC / PACK | CRYO GLOBES LARGE – 100 PC / PACK
483 | CRYO GLOBES MEDIUM – 100 PC / PACK | CRYO GLOBES MEDIUM – 100 PC / PACK
484 | CRYO GLOBES SMALL – 100 PC / PACK | CRYO GLOBES SMALL – 100 PC / PACK
485 | CRYO TAGS - 100 PCS / PACK | CRYO TAGS - 100 PCS / PACK
486 | CRYPTOCOCCUS ATCC 36556 - 50 TEST | CRYPTOCOCCUS ATCC 36556 - 50 TEST
487 | CRYSTAL BLUE POWDER 500 GM | CRYSTAL BLUE POWDER 500 GM
488 | CRYSTAL SULPHATE- 125ML | CRYSTAL SULPHATE- 125ML
489 | CRYSTAL SULPHATE- 500 ML | CRYSTAL SULPHATE- 500 ML
490 | CRYSTALLIN PHENOL POWDER- 250 GM | CRYSTALLIN PHENOL POWDER- 250 GM
491 | CRYSTALLINE PHENOL POWDER 500 GM PER PACK | CRYSTALLINE PHENOL POWDER 500 GM PER PACK
492 | CSF protein control (compatible with for fully automated EM-360 biochemistry analyzer) – 1 ML | CSF PROTEIN CONTROL (COMPATIBLE WITH FOR FULLY AUTOMATED EM-360 BIOCHEMISTRY ANALYZER) – 1 ML
493 | CSF protein with calibrator (compatible with for fully automated EM-360 biochemistry analyzer) – 100 ML | CSF PROTEIN WITH CALIBRATOR (COMPATIBLE WITH FOR FULLY AUTOMATED EM-360 BIOCHEMISTRY ANALYZER) – 100 ML
494 | CTLA-4 (MONOCLONAL-AB) - 100UG | CTLA-4 (MONOCLONAL-AB) - 100UG
495 | CTLA-4 (POLYCLONAL-AB) - 200UL (0.5 - 1.5 UG/UL) | CTLA-4 (POLYCLONAL-AB) - 200UL (0.5 - 1.5 UG/UL)
496 | CUVETES AND STIRRECE FOR HEMESTAR (COAGULATION) XF 1.0/2.0 (EACH KIT PACK CONTAIN POLYSTYRENE CUVETTES : 100 UNITS AND MAGNETIS STIRRER BARS : 100 UNITS) | CUVETES AND STIRRECE FOR HEMESTAR (COAGULATION) XF 1.0/2.0 (EACH KIT PACK CONTAIN POLYSTYRENE CUVETTES : 100 UNITS AND MAGNETIS STIRRER BARS : 100 UNITS)
497 | Cyclosporin control (level 1 & level 2) compatible with fully automated biochemistry/immunoassay analyzer Bidder should have peer group data of multiple equipments. Pack Size – 1 ml | CYCLOSPORIN CONTROL (LEVEL 1 & LEVEL 2) COMPATIBLE WITH FULLY AUTOMATED BIOCHEMISTRY/IMMUNOASSAY ANALYZER BIDDER SHOULD HAVE PEER GROUP DATA OF MULTIPLE EQUIPMENTS. PACK SIZE – 1 ML
498 | CYLINDER - POLYPROPYLENE PLASTIC MEASURING CYLINDER TRANSPARENT GRADUATES 25ML | CYLINDER - POLYPROPYLENE PLASTIC MEASURING CYLINDER TRANSPARENT GRADUATES 25ML
499 | Cylinder- Glass measuring cylinders-250 ML (It should be madeup of Polymethylpentene, confirming to US FDA Code of Federal Regulations Title-21, and should be autoclavable) | CYLINDER- GLASS MEASURING CYLINDERS-250 ML (IT SHOULD BE MADEUP OF POLYMETHYLPENTENE, CONFIRMING TO US FDA CODE OF FEDERAL REGULATIONS TITLE-21, AND SHOULD BE AUTOCLAVABLE)
500 | CYSTATIN 1 ML | CYSTATIN 1 ML
501 | CYSTICERCOSIS IGG ELISA KIT 96 well | CYSTICERCOSIS IGG ELISA KIT 96 WELL
502 | CYSTICERCOSIS IGM ELISA KIT 96 well | CYSTICERCOSIS IGM ELISA KIT 96 WELL
503 | CYSTICERCOSIS/ TAENIA SOLIUM IGG ELISA 96 W | CYSTICERCOSIS/ TAENIA SOLIUM IGG ELISA 96 W
504 | CYSTICERCOSIS/ TAENIA SOLIUM IGM ELISA 96 W | CYSTICERCOSIS/ TAENIA SOLIUM IGM ELISA 96 W
505 | CYTOMEGALOVIRUS, SERUM, IGM,DRG INTERNATIONAL (CMV IGM) - 96 WELL | CYTOMEGALOVIRUS, SERUM, IGM,DRG INTERNATIONAL (CMV IGM) - 96 WELL
506 | DAPI 10 MG | DAPI 10 MG
507 | DAPI DIHYDROCHLORIDE (4,6-DIAMIDINO-2-PHENYLINDOLE DIHYDROCHLORIDE) - 10 GM | DAPI DIHYDROCHLORIDE (4,6-DIAMIDINO-2-PHENYLINDOLE DIHYDROCHLORIDE) - 10 GM
508 | D-BIOTIN - 1 GM | D-BIOTIN - 1 GM
509 | D-DIMER 100 ML | D-DIMER 100 ML
510 | D-Dimer control (level 1 & level 2) compatible with fully automated biochemistry/immunoassay analyzer Bidder should have peer group data of multiple equipments. Pack Size – 1 ml | D-DIMER CONTROL (LEVEL 1 & LEVEL 2) COMPATIBLE WITH FULLY AUTOMATED BIOCHEMISTRY/IMMUNOASSAY ANALYZER BIDDER SHOULD HAVE PEER GROUP DATA OF MULTIPLE EQUIPMENTS. PACK SIZE – 1 ML
511 | D-Dimer control level 1 (compatible with for fully automated EM-360 biochemistry analyzer) - 1 ML | D-DIMER CONTROL LEVEL 1 (COMPATIBLE WITH FOR FULLY AUTOMATED EM-360 BIOCHEMISTRY ANALYZER) - 1 ML
512 | D-Dimer control level 2 (compatible with for fully automated EM-360 biochemistry analyzer) - 1 ML | D-DIMER CONTROL LEVEL 2 (COMPATIBLE WITH FOR FULLY AUTOMATED EM-360 BIOCHEMISTRY ANALYZER) - 1 ML
513 | D-Dimer with calibrator (compatible with for fully automated EM-360 biochemistry analyzer) - 100 ML | D-DIMER WITH CALIBRATOR (COMPATIBLE WITH FOR FULLY AUTOMATED EM-360 BIOCHEMISTRY ANALYZER) - 100 ML
514 | D-DIMER WITH CALIBRATOR 100 ML (COMPACTIBLE WITH DIRUI-CST240) | D-DIMER WITH CALIBRATOR 100 ML (COMPACTIBLE WITH DIRUI-CST240)
515 | DECARBOXYLASE BASE 500 GM/PACK | DECARBOXYLASE BASE 500 GM/PACK
516 | DECOTRORISING REAGENT DESTAINER (GERMAN) ELECTROPHORESIS - EACH | DECOTRORISING REAGENT DESTAINER (GERMAN) ELECTROPHORESIS - EACH
517 | Deep well plate (96 deep-well plate- 2000 µl) - 1 X 10 NOS | DEEP WELL PLATE (96 DEEP-WELL PLATE- 2000 µL) - 1 X 10 NOS
518 | DENGUE- IGG ELISA - 1 X 96 WELL | DENGUE- IGG ELISA - 1 X 96 WELL
519 | DENTAL CEMENT- 1 KG | DENTAL CEMENT- 1 KG
520 | DEOXYCHOLATE CITRATE AGAR - 500 GM | DEOXYCHOLATE CITRATE AGAR - 500 GM
521 | DEPROTEINISING SOLUTION- 1000ML | DEPROTEINISING SOLUTION- 1000ML
522 | DESMIN - 1 ML | DESMIN - 1 ML
523 | DESTAINER & CLEARING SOLUTION 500 ML | DESTAINER & CLEARING SOLUTION 500 ML
524 | D-GLUCONIC ACID - 500 GM | D-GLUCONIC ACID - 500 GM
525 | DHEAS control (level 1 & level) compatible with fully automated biochemistry/immunoassay analyzer Bidder should have peer group data of multiple equipments. Pack Size – 1 ml | DHEAS CONTROL (LEVEL 1 & LEVEL) COMPATIBLE WITH FULLY AUTOMATED BIOCHEMISTRY/IMMUNOASSAY ANALYZER BIDDER SHOULD HAVE PEER GROUP DATA OF MULTIPLE EQUIPMENTS. PACK SIZE – 1 ML
526 | DI SODIUM HYDROGEN PHOSPHATE 500 GM | DI SODIUM HYDROGEN PHOSPHATE 500 GM
527 | DI SODIUM HYDROGEN PHOSPHATE DIHYDRATE PURIFIED- 250 GM | DI SODIUM HYDROGEN PHOSPHATE DIHYDRATE PURIFIED- 250 GM
528 | DIAMOND PENCIL MARKER - 50 IN NO. (USED FOR MARKING SLIDE OR TEST TUBE ETC.DIAMOND PENCIL FOR WRITING INFORMATION ONTO HISTOLOGICAL AND CYTOLOGICAL SLIDES. SUITABLE FOR MOST LABORATORY GLASS SURFACE, METAL AND CERAMIC. THIN DIAMOND TIP FOR A PERFECT WRITING.) | DIAMOND PENCIL MARKER - 50 IN NO. (USED FOR MARKING SLIDE OR TEST TUBE ETC.DIAMOND PENCIL FOR WRITING INFORMATION ONTO HISTOLOGICAL AND CYTOLOGICAL SLIDES. SUITABLE FOR MOST LABORATORY GLASS SURFACE, METAL AND CERAMIC. THIN DIAMOND TIP FOR A PERFECT WRITING.)
529 | DIASTIC 100 T | DIASTIC 100 T
530 | DIFFERENTIAL REINFORCED CLOSTRIDIAL BROTH (DRCM) - 500 GM | DIFFERENTIAL REINFORCED CLOSTRIDIAL BROTH (DRCM) - 500 GM
531 | DIGITAL DISPLAY OF TEMPERATURE FOR REFRIGERATERS AND INCUBATORS PER PCS | DIGITAL DISPLAY OF TEMPERATURE FOR REFRIGERATERS AND INCUBATORS PER PCS
532 | DIGITOXIN ( TDM CALIBRATOR ) 100 ML | DIGITOXIN ( TDM CALIBRATOR ) 100 ML
533 | DIGOXIN 100 ML | DIGOXIN 100 ML
534 | Digoxin control (level 1 & level 2) compatible with fully automated biochemistry/immunoassay analyzer Bidder should have peer group data of multiple equipments. Pack Size – 1 ml | DIGOXIN CONTROL (LEVEL 1 & LEVEL 2) COMPATIBLE WITH FULLY AUTOMATED BIOCHEMISTRY/IMMUNOASSAY ANALYZER BIDDER SHOULD HAVE PEER GROUP DATA OF MULTIPLE EQUIPMENTS. PACK SIZE – 1 ML
535 | DIMETHYL SULFOXIDE (DMSO) - 500 ML | DIMETHYL SULFOXIDE (DMSO) - 500 ML
536 | DI-POTASSIUM HYDROGEN ORTHO PHOSPHATE (K2HPO4) - 500 GM | DI-POTASSIUM HYDROGEN ORTHO PHOSPHATE (K2HPO4) - 500 GM
537 | DIPOTASSIUM HYDROGEN PHOSPHATE- 500 GM | DIPOTASSIUM HYDROGEN PHOSPHATE- 500 GM
538 | DISINFECTANT - 100 G OF GRANULES CONTAIN THE FOLLOWING ACTIVE INGREDIENTS: 43 G SODIUM PER CARBONATE, 22 G TETRAACETYLETHYLENEDIAMINE. PASSES EN 13624, EN 13727, EN 14348, EN 14561, EN 14562, EN 14563, EN 13704 AND EN 14476 STANDARDS, PACK SIZE: 1.5 KG BOX | DISINFECTANT - 100 G OF GRANULES CONTAIN THE FOLLOWING ACTIVE INGREDIENTS: 43 G SODIUM PER CARBONATE, 22 G TETRAACETYLETHYLENEDIAMINE. PASSES EN 13624, EN 13727, EN 14348, EN 14561, EN 14562, EN 14563, EN 13704 AND EN 14476 STANDARDS, PACK SIZE: 1.5 KG BOX
539 | DISINFECTANT - SODIUM PARBORATE MONOHYDRATE IN HOUSE 50% W/W QUANTITATIVE SUSPENSION TEST FOR THE EVOLUTION OF SPORICIDAL ACTIVITY OF CHEMICAL DISINFECTANT OF USED IN FOOD INDUSTRIAL DOMESTIC & INSTITUTIONAL - 5 LTRS | DISINFECTANT - SODIUM PARBORATE MONOHYDRATE IN HOUSE 50% W/W QUANTITATIVE SUSPENSION TEST FOR THE EVOLUTION OF SPORICIDAL ACTIVITY OF CHEMICAL DISINFECTANT OF USED IN FOOD INDUSTRIAL DOMESTIC & INSTITUTIONAL - 5 LTRS
540 | DISINFECTANT - SODIUM PERBORATE MONOHYDRATE (IN HOUSE) (50 % W/W) QUANTITATIVE SUSPENSION TEST FOR THE EVALUATION OF SPORICIDAL ACTIVITY OF CHEMICAL DISINFECTANTS USED IN FOOD, INDUSTRIAL, DOMESTIC AND INSTITUTIONAL AREAS - 5 LTRS | DISINFECTANT - SODIUM PERBORATE MONOHYDRATE (IN HOUSE) (50 % W/W) QUANTITATIVE SUSPENSION TEST FOR THE EVALUATION OF SPORICIDAL ACTIVITY OF CHEMICAL DISINFECTANTS USED IN FOOD, INDUSTRIAL, DOMESTIC AND INSTITUTIONAL AREAS - 5 LTRS
541 | DISINFECTANT POWDER - DISINFECTANT POWDER FOR SURFACE CLEANING CONTAINING POTASSIUM MONOPERSULPHATE 40-50 % SODIUM C10 – 13. ALKYBENZEN SULPHONATE 10-20 % SODIUM ( LIKE VIRKON) - 5 KG | DISINFECTANT POWDER - DISINFECTANT POWDER FOR SURFACE CLEANING CONTAINING POTASSIUM MONOPERSULPHATE 40-50 % SODIUM C10 – 13. ALKYBENZEN SULPHONATE 10-20 % SODIUM ( LIKE VIRKON) - 5 KG
542 | DISINFECTANT SOLUTION - 4.25% AHP BASED SURFACE DISINFECTANT CONCENTRATE. 1 LTR. | DISINFECTANT SOLUTION - 4.25% AHP BASED SURFACE DISINFECTANT CONCENTRATE. 1 LTR.
543 | DISINFECTANT SOLUTION - ALDEHYDE SURFACE & ENVIRONMENTAL DISINFECTANT – 500 ML | DISINFECTANT SOLUTION - ALDEHYDE SURFACE & ENVIRONMENTAL DISINFECTANT – 500 ML
544 | DISINFECTANT SOLUTION - DISINFECTANT CONTAINING ELECTROLYSED WATER WITH NEUTRAL PH, HYPOCHLOROUS ACID, SODIUM HYPOCHLORITE – 5 LTR. | DISINFECTANT SOLUTION - DISINFECTANT CONTAINING ELECTROLYSED WATER WITH NEUTRAL PH, HYPOCHLOROUS ACID, SODIUM HYPOCHLORITE – 5 LTR.
545 | DI-SODIUM HYDROGEN ORTHOPHOSPHATE DODECAHYDRATE 500 GM | DI-SODIUM HYDROGEN ORTHOPHOSPHATE DODECAHYDRATE 500 GM
546 | DI-SODIUM HYDROGEN PHOSPHATE- 500 GM | DI-SODIUM HYDROGEN PHOSPHATE- 500 GM
547 | DI-SODIUM METASILICATE UPTO 30%, NONIONIC SURFACTANT AND ANIONIC SURFACTANT BASED POWDER WITH OPTICAL BRIGHTNER 1 KG. | DI-SODIUM METASILICATE UPTO 30%, NONIONIC SURFACTANT AND ANIONIC SURFACTANT BASED POWDER WITH OPTICAL BRIGHTNER 1 KG.
548 | DISPOSABLE BLADES 818 PER PACK | DISPOSABLE BLADES 818 PER PACK
549 | DISPOSABLE FLUID COLLECTION SYSTEM - PER JAR | DISPOSABLE FLUID COLLECTION SYSTEM - PER JAR
550 | Disposable loop Specification -Plastic, 2 mm loop Diameter Pack size - 1 x 100 Pcs. | DISPOSABLE LOOP SPECIFICATION -PLASTIC, 2 MM LOOP DIAMETER PACK SIZE - 1 X 100 PCS.
551 | Disposable loop Specification -Plastic, 4 mm loop Diameter Pack size - 1 x 100 Pcs. | DISPOSABLE LOOP SPECIFICATION -PLASTIC, 4 MM LOOP DIAMETER PACK SIZE - 1 X 100 PCS.
552 | DIXON AGAR - 500 GM/PACK | DIXON AGAR - 500 GM/PACK
553 | DMEM Medium - 1000 ml (Ready-to-use, Media should contains Fetal Bovine Serum (FBS), gentamicin, and L-glutamine.) | DMEM MEDIUM - 1000 ML (READY-TO-USE, MEDIA SHOULD CONTAINS FETAL BOVINE SERUM (FBS), GENTAMICIN, AND L-GLUTAMINE.)
554 | DMEM Medium - 500 ml (Ready-to-use, Media should contains Fetal Bovine Serum (FBS), gentamicin, and L-glutamine.) | DMEM MEDIUM - 500 ML (READY-TO-USE, MEDIA SHOULD CONTAINS FETAL BOVINE SERUM (FBS), GENTAMICIN, AND L-GLUTAMINE.)
555 | DNA extraction kit (column based) (have supplied the reagents in at least 2 government organization) – 100 TESTS | DNA EXTRACTION KIT (COLUMN BASED) (HAVE SUPPLIED THE REAGENTS IN AT LEAST 2 GOVERNMENT ORGANIZATION) – 100 TESTS
556 | DNA extraction kit (solution based) (have supplied the reagents in at least 2 government organization) 100 TEST | DNA EXTRACTION KIT (SOLUTION BASED) (HAVE SUPPLIED THE REAGENTS IN AT LEAST 2 GOVERNMENT ORGANIZATION) 100 TEST
557 | DNA Polymerase KiT - 250 U | DNA POLYMERASE KIT - 250 U
558 | DNA Polymerase KiT - 50 REACTION | DNA POLYMERASE KIT - 50 REACTION
559 | DNPH (2-4, DINITROHPHENYLHYDRAZINE) - 500GM (LABORATORT REAGENT GRADE, >97.0%) | DNPH (2-4, DINITROHPHENYLHYDRAZINE) - 500GM (LABORATORT REAGENT GRADE, >97.0%)
560 | DNTP - 10 MM PACK SIZE - 1 ML | DNTP - 10 MM PACK SIZE - 1 ML
561 | DOCUMENTATION HAND LABELER GUN PER PCS | DOCUMENTATION HAND LABELER GUN PER PCS
562 | DORIPENAM (ANTIBIOTIC DISC)10 MCG (250 DISC/VIAL) | DORIPENAM (ANTIBIOTIC DISC)10 MCG (250 DISC/VIAL)
563 | DROPPER (glassware Dropper with rubber sucker, size - 8 ml - 10 pcs) | DROPPER (GLASSWARE DROPPER WITH RUBBER SUCKER, SIZE - 8 ML - 10 PCS)
564 | DROPPER (Plasticsware Dropper, size - 3 ml - 10 pcs) | DROPPER (PLASTICSWARE DROPPER, SIZE - 3 ML - 10 PCS)
565 | dsDNA IFA 1. The wells of the kit should be coated with crithidialuciliae 2. There should not be any cross contamination between two sample wells. 3. Slide should be breakable/ cut table to perform minimum sample ex-1-2 sample. 4. The kit should be US FDA approved. PER TEST | DSDNA IFA 1. THE WELLS OF THE KIT SHOULD BE COATED WITH CRITHIDIALUCILIAE 2. THERE SHOULD NOT BE ANY CROSS CONTAMINATION BETWEEN TWO SAMPLE WELLS. 3. SLIDE SHOULD BE BREAKABLE/ CUT TABLE TO PERFORM MINIMUM SAMPLE EX-1-2 SAMPLE. 4. THE KIT SHOULD BE US FDA APPROVED. PER TEST
566 | DULCITOL DISCS - 10 X 250 DISCS | DULCITOL DISCS - 10 X 250 DISCS
567 | DULCITOL POWDER- 25GM 10MM X 25 | DULCITOL POWDER- 25GM 10MM X 25
568 | DUTP - 2 GM | DUTP - 2 GM
569 | E.S.R FLUID- 500ML | E.S.R FLUID- 500ML
570 | EACH 100 G CONTAINS DIDECYLDIMETHYL AMMONIUM CHLORIDE: 7.0 G CORROSION INHIBITORS, FRAGRANCE, EXCIPIENTS Q.S. (ALCOHOL FREE, ALDEHYDE FREE), PACK SIZE: 500 ML BOTTLE | EACH 100 G CONTAINS DIDECYLDIMETHYL AMMONIUM CHLORIDE: 7.0 G CORROSION INHIBITORS, FRAGRANCE, EXCIPIENTS Q.S. (ALCOHOL FREE, ALDEHYDE FREE), PACK SIZE: 500 ML BOTTLE
571 | EACH 100 G CONTAINS ETHANOL IP: 10.0 G, 2-PROPANOL IP: 9.0 G/ ISOPROPANOL 1-PROPANOL: 6.0 G/ N-PROPANOL PROVIDED WITH CONVENIENT HAND SPRAYER, PACK SIZE: 250ML BOTTLE | EACH 100 G CONTAINS ETHANOL IP: 10.0 G, 2-PROPANOL IP: 9.0 G/ ISOPROPANOL 1-PROPANOL: 6.0 G/ N-PROPANOL PROVIDED WITH CONVENIENT HAND SPRAYER, PACK SIZE: 250ML BOTTLE
572 | Each 100 g containsIsopropyl alcohol IP -70% w/v . Surfactant, Corrosion inhibitor, Stabilzer Provided with hand sprayer -500 ml pack | EACH 100 G CONTAINSISOPROPYL ALCOHOL IP -70% W/V . SURFACTANT, CORROSION INHIBITOR, STABILZER PROVIDED WITH HAND SPRAYER -500 ML PACK
573 | EACH 100 GM CONTAIN DODECYLBIYSPROPYLENE TRIAMINE - 9.2 GM AND DIDECYLDIMETHYL AMMOINUM CHLORIDE 13GM 1 LTR JAR | EACH 100 GM CONTAIN DODECYLBIYSPROPYLENE TRIAMINE - 9.2 GM AND DIDECYLDIMETHYL AMMOINUM CHLORIDE 13GM 1 LTR JAR
574 | EACH 100 GM CONTANES TRUE PROPANOL 40 GMS 1 PROPENOL 22 GM SANIOCID 1 LTRS JAR | EACH 100 GM CONTANES TRUE PROPANOL 40 GMS 1 PROPENOL 22 GM SANIOCID 1 LTRS JAR
575 | EACH 100 GMS CONTAINS : SODIUM SALICYLATE IP 0.46 G SODIUM BENZOATE IP 0.59 G WATER SOLUBLE BASE Q.S | EACH 100 GMS CONTAINS : SODIUM SALICYLATE IP 0.46 G SODIUM BENZOATE IP 0.59 G WATER SOLUBLE BASE Q.S
576 | EACH 100 GMS CONTAINS 2-PROPANOL (63 GM) BENZALKONIUM CHLORIDE (0.025 GM) | EACH 100 GMS CONTAINS 2-PROPANOL (63 GM) BENZALKONIUM CHLORIDE (0.025 GM)
577 | EACH 100 GMS CONTAINS: 2- PROPANOL 40 GM 1- PROPANOL 22GM SANIOCID 250ML | EACH 100 GMS CONTAINS: 2- PROPANOL 40 GM 1- PROPANOL 22GM SANIOCID 250ML
578 | EC BROTH - 500 GM | EC BROTH - 500 GM
579 | E-CADHERIN - 1 ML | E-CADHERIN - 1 ML
580 | E-CHECK 123 - 1PC | E-CHECK 123 - 1PC
581 | ECOSHIELD SOLUTION – 1 LTR. | ECOSHIELD SOLUTION – 1 LTR.
582 | EGFR - 1 ML | EGFR - 1 ML
583 | EHRLICH'S ALDEHYDE TEST for 250 tests | EHRLICH'S ALDEHYDE TEST FOR 250 TESTS
584 | EHTNOL IP 10GM, TRUEPROPENOL 9GM, 1 PROPENOL 6 GM | EHTNOL IP 10GM, TRUEPROPENOL 9GM, 1 PROPENOL 6 GM
585 | ELECTRIC PH METRE - EACH PCS | ELECTRIC PH METRE - EACH PCS
586 | ELECTRICAL DIGITAL TIMER 80 X 75 X 20 MM 50Hz EACH | ELECTRICAL DIGITAL TIMER 80 X 75 X 20 MM 50HZ EACH
587 | Electrolyte Control (for fully automated clinical chemistry analyzer) – 5 ML | ELECTROLYTE CONTROL (FOR FULLY AUTOMATED CLINICAL CHEMISTRY ANALYZER) – 5 ML
588 | ELECTRONIC CELL COUNTER WITH 10 KEYS FOR DLC - DIGITAL BLOOD CELL COUNTER BCC-10 IS A FEATURE LOADED CELL COUNTER WITH PERFECT QUALITY NO. OF CELLS: 10 NO. OF KEYS: 12 BODY MATERIAL: ABS POWER SOURCE: 2 X 1.5V (AA) - EACH | ELECTRONIC CELL COUNTER WITH 10 KEYS FOR DLC - DIGITAL BLOOD CELL COUNTER BCC-10 IS A FEATURE LOADED CELL COUNTER WITH PERFECT QUALITY NO. OF CELLS: 10 NO. OF KEYS: 12 BODY MATERIAL: ABS POWER SOURCE: 2 X 1.5V (AA) - EACH
589 | ELECTRONIC CELL COUNTER WITH 9 KEYS FOR DLC - EACH | ELECTRONIC CELL COUNTER WITH 9 KEYS FOR DLC - EACH
590 | ELECTROPHORESIS HEMOGLOBIN & PROTEIN BUFFER 500 ML | ELECTROPHORESIS HEMOGLOBIN & PROTEIN BUFFER 500 ML
591 | ELELAY (GEL)- 1 KG | ELELAY (GEL)- 1 KG
592 | ELLNERS BROTH - 500 GM | ELLNERS BROTH - 500 GM
593 | EMA ( EPITHIAL MEMBRANE ANTIGEN) - 1 ML | EMA ( EPITHIAL MEMBRANE ANTIGEN) - 1 ML
594 | ENDOTHELIAL GROWTH FACTOR RECEPTOR (EGFR) - 1 ML | ENDOTHELIAL GROWTH FACTOR RECEPTOR (EGFR) - 1 ML
595 | ENOXACIN 10 MCG (250 DISC/VIAL) | ENOXACIN 10 MCG (250 DISC/VIAL)
596 | ENROFLOXACIN 5 MCG (250 DISC/VIAL) | ENROFLOXACIN 5 MCG (250 DISC/VIAL)
597 | ENTEROBACTER AEROGENES / KLEBSIELLA AEROGENES - 50 PLATE/ PACK | ENTEROBACTER AEROGENES / KLEBSIELLA AEROGENES - 50 PLATE/ PACK
598 | ENTEROCOCCUS FAECALIS - 50 PLATE/ PACK | ENTEROCOCCUS FAECALIS - 50 PLATE/ PACK
599 | EORIN 0.1% – 500 ML | EORIN 0.1% – 500 ML
600 | EOSIN & NIGROSIN STAIN:-- ( TWIN PACK) SPECIFICATION: A.. 0.5% EOSIN Y , 290 MOSM/KG NACL 1X 30ML B. 10% NIGROSIN , 290 MOSM/KG NACL 1X 30ML | EOSIN & NIGROSIN STAIN:-- ( TWIN PACK) SPECIFICATION: A.. 0.5% EOSIN Y , 290 MOSM/KG NACL 1X 30ML B. 10% NIGROSIN , 290 MOSM/KG NACL 1X 30ML
601 | EPSON (RIBBON CARTRIDGE) NOS. | EPSON (RIBBON CARTRIDGE) NOS.
602 | EPSTEIN BARR VIRUS IGM (AB) - 1 X 96 WELL | EPSTEIN BARR VIRUS IGM (AB) - 1 X 96 WELL
603 | ERG (ERYTHROBLAST TRANSFORMATION-SPECIFIC RELATED GENE) - 1 ML | ERG (ERYTHROBLAST TRANSFORMATION-SPECIFIC RELATED GENE) - 1 ML
604 | ERTAPENEM (ANTIBIOTIC DISC)10MCG (250 DISC) | ERTAPENEM (ANTIBIOTIC DISC)10MCG (250 DISC)
605 | ERYTHROMYCIN- 2 MCG (ANTIBIOTIC DISC) (250 DISC) | ERYTHROMYCIN- 2 MCG (ANTIBIOTIC DISC) (250 DISC)
606 | ERYTHROMYCIN- 5 MCG (ANTIBIOTIC DISC) (250 DISC) | ERYTHROMYCIN- 5 MCG (ANTIBIOTIC DISC) (250 DISC)
607 | ESR controls (Compatible with standard equipments) – 1 ml | ESR CONTROLS (COMPATIBLE WITH STANDARD EQUIPMENTS) – 1 ML
608 | Estradiol control (level 1 & level 2) compatible with fully automated biochemistry/immunoassay analyzer Bidder should have peer group data of multiple equipments. Pack Size – 1 ml | ESTRADIOL CONTROL (LEVEL 1 & LEVEL 2) COMPATIBLE WITH FULLY AUTOMATED BIOCHEMISTRY/IMMUNOASSAY ANALYZER BIDDER SHOULD HAVE PEER GROUP DATA OF MULTIPLE EQUIPMENTS. PACK SIZE – 1 ML
609 | ESTROGEN RECEPTOR - 3 ML | ESTROGEN RECEPTOR - 3 ML
610 | ETHANOL 100% (MOLECULAR GRADE) 500 ML | ETHANOL 100% (MOLECULAR GRADE) 500 ML
611 | ETHANOL 1000 ML | ETHANOL 1000 ML
612 | ETHANOL 500 ML | ETHANOL 500 ML
613 | ETHYL ACETATE- 250 ML | ETHYL ACETATE- 250 ML
614 | ETHYL ALCOHOL - 500ML (HIGH GRADE, FOR USE IN MOLECULAR BIOLOGY EXPERIMENTS, PURITY ≥99.99%, SHOULD CONTAIN ISOAMYL ALCOHOL ≤0.05, 2-PROPANOL ≤0.01, AND HIGHER ALCOHOLS ≤0.01. ) | ETHYL ALCOHOL - 500ML (HIGH GRADE, FOR USE IN MOLECULAR BIOLOGY EXPERIMENTS, PURITY ≥99.99%, SHOULD CONTAIN ISOAMYL ALCOHOL ≤0.05, 2-PROPANOL ≤0.01, AND HIGHER ALCOHOLS ≤0.01. )
615 | ETHYL VIOLET AZIDE BROTH (EVA BROTH) - 500 GM | ETHYL VIOLET AZIDE BROTH (EVA BROTH) - 500 GM
616 | ETHYLACETATE - 1 LITRE (LABORATORT REAGENT GRADE, ≥99.0%) | ETHYLACETATE - 1 LITRE (LABORATORT REAGENT GRADE, ≥99.0%)
617 | ETHYLENEDIAMINETETRAACETIC ACID POWDER - 500GM (ACS GRADE, FOR MOLECULAR BIOLOGY USE) | ETHYLENEDIAMINETETRAACETIC ACID POWDER - 500GM (ACS GRADE, FOR MOLECULAR BIOLOGY USE)
618 | ETHYL-HEXADECYL-DIMETHYL AMMONIUM-ETHYLSULPHATE 0.2 GMS (MECETRONIUM ETHYLSULPHATE) EACH 100 GMS CONTAINS 2- PROPANOL 45 GMS, 1- PROPANOL 30 GMS, WITH THIRD PARTY TEST REPORT FROM RELIABLE LAB, OR INDIAN OR EUROPEAN NORM CERTIFICATES | ETHYL-HEXADECYL-DIMETHYL AMMONIUM-ETHYLSULPHATE 0.2 GMS (MECETRONIUM ETHYLSULPHATE) EACH 100 GMS CONTAINS 2- PROPANOL 45 GMS, 1- PROPANOL 30 GMS, WITH THIRD PARTY TEST REPORT FROM RELIABLE LAB, OR INDIAN OR EUROPEAN NORM CERTIFICATES
619 | EXTERNAL QUALITY CONTRO IMMUNOLOGY CONTROLS (IMMNO-TUBIDIMETRIC METHODS > 5 PARAMETERS) - 12 X 5 ML | EXTERNAL QUALITY CONTRO IMMUNOLOGY CONTROLS (IMMNO-TUBIDIMETRIC METHODS > 5 PARAMETERS) - 12 X 5 ML
620 | EXTERNAL QUALITY CONTROL CLINICAL CHEMISTRY (MORE THAN 30 PARAMETERS for one cycle) – 1 CYCLE | EXTERNAL QUALITY CONTROL CLINICAL CHEMISTRY (MORE THAN 30 PARAMETERS FOR ONE CYCLE) – 1 CYCLE
621 | EXTERNAL QUALITY CONTROL CLINICAL CHEMISTRY (MORE THAN 30 PARAMETERS) - 5 ML | EXTERNAL QUALITY CONTROL CLINICAL CHEMISTRY (MORE THAN 30 PARAMETERS) - 5 ML
622 | EXTERNAL QUALITY CONTROL HBA1C AND A2F - 1 ML | EXTERNAL QUALITY CONTROL HBA1C AND A2F - 1 ML
623 | EXTERNAL QUALITY CONTROL HBA1C AND A2F (for one cycle) – 1 CYCLE | EXTERNAL QUALITY CONTROL HBA1C AND A2F (FOR ONE CYCLE) – 1 CYCLE
624 | EXTERNAL QUALITY CONTROL IMMUNOASSAY (MORE THAN 20 PARAMETERS for one cycle) 1 CYCLE | EXTERNAL QUALITY CONTROL IMMUNOASSAY (MORE THAN 20 PARAMETERS FOR ONE CYCLE) 1 CYCLE
625 | EXTERNAL QUALITY CONTROL IMMUNOASSAY (MORE THAN 20 PARAMETERS) - 5 ML | EXTERNAL QUALITY CONTROL IMMUNOASSAY (MORE THAN 20 PARAMETERS) - 5 ML
626 | FALCON 5 ml round bottom polystyrene test tube with cell strainer snap cap 500 pack size | FALCON 5 ML ROUND BOTTOM POLYSTYRENE TEST TUBE WITH CELL STRAINER SNAP CAP 500 PACK SIZE
627 | Falcon tube -10 ml EACH | FALCON TUBE -10 ML EACH
628 | FAROPENEM (ANTIBIOTIC DISC) 5MCG (250 DISC) | FAROPENEM (ANTIBIOTIC DISC) 5MCG (250 DISC)
629 | FAST GERNET BGBC SALT 500 GM | FAST GERNET BGBC SALT 500 GM
630 | FERRIC ALUM 99% - 250 GM | FERRIC ALUM 99% - 250 GM
631 | FERRIC CHLORIDE 250 GM | FERRIC CHLORIDE 250 GM
632 | FERRIC CHLORIDE 5% - 100 ML | FERRIC CHLORIDE 5% - 100 ML
633 | Ferritin control (level 1 & level 2) compatible with fully automated biochemistry/immunoassay analyzer Bidder should have peer group data of multiple equipments. Pack Size – 1 ml | FERRITIN CONTROL (LEVEL 1 & LEVEL 2) COMPATIBLE WITH FULLY AUTOMATED BIOCHEMISTRY/IMMUNOASSAY ANALYZER BIDDER SHOULD HAVE PEER GROUP DATA OF MULTIPLE EQUIPMENTS. PACK SIZE – 1 ML
634 | FERRITIN CONTROL LEVEL 1 - 1 ML ( STANDARD COMPATIBLE WITH DIRUI CS-240 SYSTEM PACK) | FERRITIN CONTROL LEVEL 1 - 1 ML ( STANDARD COMPATIBLE WITH DIRUI CS-240 SYSTEM PACK)
635 | Ferritin Control Level 1 (compatible with for fully automated EM-360 biochemistry analyzer) – 1 ML | FERRITIN CONTROL LEVEL 1 (COMPATIBLE WITH FOR FULLY AUTOMATED EM-360 BIOCHEMISTRY ANALYZER) – 1 ML
636 | FERRITIN CONTROL LEVEL 2 - 1 ML ( STANDARD COMPATIBLE WITH DIRUI CS-240 SYSTEM PACK) - 1 ML | FERRITIN CONTROL LEVEL 2 - 1 ML ( STANDARD COMPATIBLE WITH DIRUI CS-240 SYSTEM PACK) - 1 ML
637 | Ferritin control level 2 (compatible with for fully automated EM-360 biochemistry analyzer) – 1 ML | FERRITIN CONTROL LEVEL 2 (COMPATIBLE WITH FOR FULLY AUTOMATED EM-360 BIOCHEMISTRY ANALYZER) – 1 ML
638 | FERRITIN WITH CALIBRATOR - 100 ML ( STANDARD COMPATIBLE WITH DIRUI CS-240 SYSTEM PACK) | FERRITIN WITH CALIBRATOR - 100 ML ( STANDARD COMPATIBLE WITH DIRUI CS-240 SYSTEM PACK)
639 | Ferritin with calibrator (compatible with for fully automated EM-360 biochemistry analyzer) – 100 ML | FERRITIN WITH CALIBRATOR (COMPATIBLE WITH FOR FULLY AUTOMATED EM-360 BIOCHEMISTRY ANALYZER) – 100 ML
640 | FERROUS CHLORIDE - 500 GM | FERROUS CHLORIDE - 500 GM
641 | Fetal Bovine Serum (FBS) - 100 ML (Filtered sterile, Bovine IgG, ≤1 mg/mL + Hemoglobin, ≤25 mg/dL) | FETAL BOVINE SERUM (FBS) - 100 ML (FILTERED STERILE, BOVINE IGG, ≤1 MG/ML + HEMOGLOBIN, ≤25 MG/DL)
642 | Fetal Bovine Serum (FBS) - 500 ML (Filtered sterile, Bovine IgG, ≤1 mg/mL + Hemoglobin, ≤25 mg/dL) | FETAL BOVINE SERUM (FBS) - 500 ML (FILTERED STERILE, BOVINE IGG, ≤1 MG/ML + HEMOGLOBIN, ≤25 MG/DL)
643 | Filter paper (qualitative circles 11 cm) - 100 CIRCLE | FILTER PAPER (QUALITATIVE CIRCLES 11 CM) - 100 CIRCLE
644 | Filter paper (qualitative circles 12.5 cm) - 100 CIRCLE | FILTER PAPER (QUALITATIVE CIRCLES 12.5 CM) - 100 CIRCLE
645 | FIXATIVE SOLUTION - 50 ML | FIXATIVE SOLUTION - 50 ML
646 | FLUCONAZOLE- (MIC E-TEST STRIP) 1 X 10 STRIP | FLUCONAZOLE- (MIC E-TEST STRIP) 1 X 10 STRIP
647 | FOGGING KIT – 1 LTR | FOGGING KIT – 1 LTR
648 | Folate control (level 1 & level 2) compatible with fully automated biochemistry/immunoassay analyzer Bidder should have peer group data of multiple equipments. Pack Size – 1 ml | FOLATE CONTROL (LEVEL 1 & LEVEL 2) COMPATIBLE WITH FULLY AUTOMATED BIOCHEMISTRY/IMMUNOASSAY ANALYZER BIDDER SHOULD HAVE PEER GROUP DATA OF MULTIPLE EQUIPMENTS. PACK SIZE – 1 ML
649 | FORCEP BLUNTED DISSECTING SIZE 8 INCH - EACH | FORCEP BLUNTED DISSECTING SIZE 8 INCH - EACH
650 | FORCEP POINTED - 4 INCH EACH | FORCEP POINTED - 4 INCH EACH
651 | FORCEP POINTED - 6 INCH EACH | FORCEP POINTED - 6 INCH EACH
652 | FORCEP POINTED - 8 INCH EACH | FORCEP POINTED - 8 INCH EACH
653 | FORMALINE TAB- 100 PCS | FORMALINE TAB- 100 PCS
654 | FORMIC ACID - 500 ML | FORMIC ACID - 500 ML
655 | FOSFOMYCIN (ANTIBIOTIC DISC) 200 MCG (250 DISC) | FOSFOMYCIN (ANTIBIOTIC DISC) 200 MCG (250 DISC)
656 | FRASER BROTH - 500 GM | FRASER BROTH - 500 GM
657 | FRASER LISTERIA SELECTIVE SUPPLEMENT - 1 X 10 VIAL | FRASER LISTERIA SELECTIVE SUPPLEMENT - 1 X 10 VIAL
658 | Free PSA control (level 1 & level 2) compatible with fully automated biochemistry/immunoassay analyzer Bidder should have peer group data of multiple equipments. Pack Size – 1 ml | FREE PSA CONTROL (LEVEL 1 & LEVEL 2) COMPATIBLE WITH FULLY AUTOMATED BIOCHEMISTRY/IMMUNOASSAY ANALYZER BIDDER SHOULD HAVE PEER GROUP DATA OF MULTIPLE EQUIPMENTS. PACK SIZE – 1 ML
659 | Free T3 control (level 1 & level 2) compatible with fully automated biochemistry/immunoassay analyzer Bidder should have peer group data of multiple equipments. Pack Size – 5 ml | FREE T3 CONTROL (LEVEL 1 & LEVEL 2) COMPATIBLE WITH FULLY AUTOMATED BIOCHEMISTRY/IMMUNOASSAY ANALYZER BIDDER SHOULD HAVE PEER GROUP DATA OF MULTIPLE EQUIPMENTS. PACK SIZE – 5 ML
660 | Free T4 control (level 1 & level 2) compatible with fully automated biochemistry/immunoassay analyzer Bidder should have peer group data of multiple equipments. Pack Size – 5 ml | FREE T4 CONTROL (LEVEL 1 & LEVEL 2) COMPATIBLE WITH FULLY AUTOMATED BIOCHEMISTRY/IMMUNOASSAY ANALYZER BIDDER SHOULD HAVE PEER GROUP DATA OF MULTIPLE EQUIPMENTS. PACK SIZE – 5 ML
661 | FREEZING MEDIA FOR CRYOSTAT ( 125 ML ) OPTIMAL CUTTING TEMPERATURE ( OCT ) COMPOUND IS FORMATION OF CLEAR, WATER SOLUBLE GLYCOLS AND RESIN, PROVIDING A SOLID MATRIX TO SPECIMEN HOLDER FOR CONSISTENT SECTIONING IN A CRYOSTAT WORKING TEMPERATURE OF -10°C BELOW. SPECIFICATION:- MOL. FORMULA = NA2S2O4 MOL. WT. = 1/4.11 ASSAY ( IODOMETRIC ) = 85 - 87.5 IRON ( FE ) = MAX. 0.002 % ( AT THE MOMENT OF BATCH ANALYSIS ) | FREEZING MEDIA FOR CRYOSTAT ( 125 ML ) OPTIMAL CUTTING TEMPERATURE ( OCT ) COMPOUND IS FORMATION OF CLEAR, WATER SOLUBLE GLYCOLS AND RESIN, PROVIDING A SOLID MATRIX TO SPECIMEN HOLDER FOR CONSISTENT SECTIONING IN A CRYOSTAT WORKING TEMPERATURE OF -10°C BELOW. SPECIFICATION:- MOL. FORMULA = NA2S2O4 MOL. WT. = 1/4.11 ASSAY ( IODOMETRIC ) = 85 - 87.5 IRON ( FE ) = MAX. 0.002 % ( AT THE MOMENT OF BATCH ANALYSIS )
662 | FREEZING MEDIA FOR CRYOSTAT PACK SIZE 40Z ( 118 ML ) OPTIMAL CUTTING TEMPERATURE ( OCT ) COMPOUND IS FORMATION OF CLEAR, WATER SOLUBLE GLYCOLS AND RESIN, PROVIDING A SOLID MATRIX TO SPECIMEN HOLDER FOR CONSISTENT SECTIONING IN A CRYOSTAT WORKING TEMPERATURE OF -10°C BELOW. SPECIFICATION:- MOL. FORMULA = NA2S2O4 MOL. WT. = 1/4.11 ASSAY ( IODOMETRIC ) = 85 - 87.5 IRON ( FE ) = MAX. 0.002 % ( AT THE MOMENT OF BATCH ANALYSIS ) | FREEZING MEDIA FOR CRYOSTAT PACK SIZE 40Z ( 118 ML ) OPTIMAL CUTTING TEMPERATURE ( OCT ) COMPOUND IS FORMATION OF CLEAR, WATER SOLUBLE GLYCOLS AND RESIN, PROVIDING A SOLID MATRIX TO SPECIMEN HOLDER FOR CONSISTENT SECTIONING IN A CRYOSTAT WORKING TEMPERATURE OF -10°C BELOW. SPECIFICATION:- MOL. FORMULA = NA2S2O4 MOL. WT. = 1/4.11 ASSAY ( IODOMETRIC ) = 85 - 87.5 IRON ( FE ) = MAX. 0.002 % ( AT THE MOMENT OF BATCH ANALYSIS )
663 | FROSTED MICRO SLIDES 19MM X 25MM, THICKNESS- 1.35MM | FROSTED MICRO SLIDES 19MM X 25MM, THICKNESS- 1.35MM
664 | FSH control (level 1 & level 2) compatible with fully automated biochemistry/immunoassay analyzer Bidder should have peer group data of multiple equipments. Pack Size – 1 ml | FSH CONTROL (LEVEL 1 & LEVEL 2) COMPATIBLE WITH FULLY AUTOMATED BIOCHEMISTRY/IMMUNOASSAY ANALYZER BIDDER SHOULD HAVE PEER GROUP DATA OF MULTIPLE EQUIPMENTS. PACK SIZE – 1 ML
665 | Funnel (It should be madeup of Polymethylpentene, confirming to US FDA Code of Federal Regulations Title-21, and should be autoclavable) - 1 NOS | FUNNEL (IT SHOULD BE MADEUP OF POLYMETHYLPENTENE, CONFIRMING TO US FDA CODE OF FEDERAL REGULATIONS TITLE-21, AND SHOULD BE AUTOCLAVABLE) - 1 NOS
666 | FURAXONE - 100 MCG (250 DISC) | FURAXONE - 100 MCG (250 DISC)
667 | FURAZOLIDONE- 100 MCG (250 DISC) | FURAZOLIDONE- 100 MCG (250 DISC)
668 | FUSIDIC ACID- 10 MCG (250 DISC) | FUSIDIC ACID- 10 MCG (250 DISC)
669 | G.V. POWDER- 500 GM | G.V. POWDER- 500 GM
670 | GATIFLOXACIN (ANTIBIOTIC DISC) P. SIZE- 5X 250 (250 DISC) | GATIFLOXACIN (ANTIBIOTIC DISC) P. SIZE- 5X 250 (250 DISC)
671 | GELATIN AGAR - 500 GM | GELATIN AGAR - 500 GM
672 | GEOBACILLUS STEAROTHERMOPHILUS AMPOULES - 50 NOS | GEOBACILLUS STEAROTHERMOPHILUS AMPOULES - 50 NOS
673 | GEOBACILLUS STEAROTHERMOPHILUS SPORES (BIOLOGICAL INDICATOR) 50 X 1 ML | GEOBACILLUS STEAROTHERMOPHILUS SPORES (BIOLOGICAL INDICATOR) 50 X 1 ML
674 | GFAP(GLIAL FIBRILLAY ACIDIC PROTEIN) - 1 ML | GFAP(GLIAL FIBRILLAY ACIDIC PROTEIN) - 1 ML
675 | GGTP- 10X2ML | GGTP- 10X2ML
676 | GLASS PETRIDISH (90 MM) - EACH PCS | GLASS PETRIDISH (90 MM) - EACH PCS
677 | GLASS PETRIDISH (100 MM) - EACH PCS | GLASS PETRIDISH (100 MM) - EACH PCS
678 | GLASS PETRIDISH (120 MM) - EACH | GLASS PETRIDISH (120 MM) - EACH
679 | GLASS PETRIDISH (90 MM ) - EACH | GLASS PETRIDISH (90 MM ) - EACH
680 | GLASS MARKING PENCIL EACH - PER PCS | GLASS MARKING PENCIL EACH - PER PCS
681 | GLASS WOOL - 250 GM | GLASS WOOL - 250 GM
682 | GLOVE - Cryo gloves (For use in -80*C deep freezer, A pair of gloves should cover half hand) | GLOVE - CRYO GLOVES (FOR USE IN -80*C DEEP FREEZER, A PAIR OF GLOVES SHOULD COVER HALF HAND)
683 | GLOVE - CRYO GLOVES- 1 PAIR EACH | GLOVE - CRYO GLOVES- 1 PAIR EACH
684 | GLOVE - NITRILE GLOVES (LARGE) (DISPOSABLE NITRILE GLOVES, FOR USE IN CHEMICAL LABS, THICKNESS SHOULD BE ≤5MIL ) - 100 PCS / PACK | GLOVE - NITRILE GLOVES (LARGE) (DISPOSABLE NITRILE GLOVES, FOR USE IN CHEMICAL LABS, THICKNESS SHOULD BE ≤5MIL ) - 100 PCS / PACK
685 | GLOVE - NITRILE GLOVES (MEDIUM) (DISPOSABLE NITRILE GLOVES, FOR USE IN CHEMICAL LABS, THICKNESS SHOULD BE ≤5MIL ) - 100 PCS / PACK | GLOVE - NITRILE GLOVES (MEDIUM) (DISPOSABLE NITRILE GLOVES, FOR USE IN CHEMICAL LABS, THICKNESS SHOULD BE ≤5MIL ) - 100 PCS / PACK
686 | GLOVE - NITRILE GLOVES (SMALL) (DISPOSABLE NITRILE GLOVES, FOR USE IN CHEMICAL LABS, THICKNESS SHOULD BE ≤5MIL ) - 100 PCS / PACK | GLOVE - NITRILE GLOVES (SMALL) (DISPOSABLE NITRILE GLOVES, FOR USE IN CHEMICAL LABS, THICKNESS SHOULD BE ≤5MIL ) - 100 PCS / PACK
687 | GLOVE - Powder free Nitrile gloves- Size- L (It should Powder free Nitrile gloves, to be used in molecular biology lab ) - 1 X 100 NOS | GLOVE - POWDER FREE NITRILE GLOVES- SIZE- L (IT SHOULD POWDER FREE NITRILE GLOVES, TO BE USED IN MOLECULAR BIOLOGY LAB ) - 1 X 100 NOS
688 | GLOVE - Powder free Nitrile gloves- Size- XL (It should Powder free Nitrile gloves, to be used in molecular biology lab ) - 1 X 100 NOS | GLOVE - POWDER FREE NITRILE GLOVES- SIZE- XL (IT SHOULD POWDER FREE NITRILE GLOVES, TO BE USED IN MOLECULAR BIOLOGY LAB ) - 1 X 100 NOS
689 | GLOVE - Powder free Nitrile gloves- Size-S (It should Powder free Nitrile gloves, to be used in molecular biology lab ) - 1 X 100 NOS | GLOVE - POWDER FREE NITRILE GLOVES- SIZE-S (IT SHOULD POWDER FREE NITRILE GLOVES, TO BE USED IN MOLECULAR BIOLOGY LAB ) - 1 X 100 NOS
690 | GLUCOSE ( HEXOKINASE) - 100 ML (COMPACTIBLE WITH DIRUI-CST240) | GLUCOSE ( HEXOKINASE) - 100 ML (COMPACTIBLE WITH DIRUI-CST240)
691 | GLUCOSE HK 100 ML | GLUCOSE HK 100 ML
692 | GLUCOSE SALT TEEPOL BROTH - 500 GM | GLUCOSE SALT TEEPOL BROTH - 500 GM
693 | Growth Hormone control (level 1 & level 2) compatible with fully automated biochemistry/immunoassay analyzer Bidder should have peer group data of multiple equipments. Pack Size – 1 ml | GROWTH HORMONE CONTROL (LEVEL 1 & LEVEL 2) COMPATIBLE WITH FULLY AUTOMATED BIOCHEMISTRY/IMMUNOASSAY ANALYZER BIDDER SHOULD HAVE PEER GROUP DATA OF MULTIPLE EQUIPMENTS. PACK SIZE – 1 ML
694 | GUANIDINE HYDROCHLORIDE - 100 GM | GUANIDINE HYDROCHLORIDE - 100 GM
695 | GUANIDINIUM THIOCYANATE - 100 GM | GUANIDINIUM THIOCYANATE - 100 GM
696 | HAPTOGLOBIN control (compatible with for fully automated EM-360 biochemistry analyzer) – 1 ML | HAPTOGLOBIN CONTROL (COMPATIBLE WITH FOR FULLY AUTOMATED EM-360 BIOCHEMISTRY ANALYZER) – 1 ML
697 | HAPTOGLOBIN with calibrator (compatible with for fully automated EM-360 biochemistry analyzer) – 100 ML | HAPTOGLOBIN WITH CALIBRATOR (COMPATIBLE WITH FOR FULLY AUTOMATED EM-360 BIOCHEMISTRY ANALYZER) – 100 ML
698 | HARDNESS TESTING KIT (FOR WATER ANALYSIS) EACH - 300 TEST | HARDNESS TESTING KIT (FOR WATER ANALYSIS) EACH - 300 TEST
699 | HARRISH HEAMATOXLENE POWDER- 250 GM | HARRISH HEAMATOXLENE POWDER- 250 GM
700 | HCV DNA EXTRACTION KIT - 1 X 96 WELL | HCV DNA EXTRACTION KIT - 1 X 96 WELL
701 | HDL - CHOLESTROL KIT- 10ML | HDL - CHOLESTROL KIT- 10ML
702 | HDV Ag elisa kit :: Human hepatitis D virus (HDV) antigen ELISA Kit - 96 WELL | HDV AG ELISA KIT :: HUMAN HEPATITIS D VIRUS (HDV) ANTIGEN ELISA KIT - 96 WELL
703 | HDV qPCR Kit - 100 TEST | HDV QPCR KIT - 100 TEST
704 | HE4 control (level 1 & level 2) compatible with fully automated biochemistry/immunoassay analyzer Bidder should have peer group data of multiple equipments. Pack Size – 1 ml | HE4 CONTROL (LEVEL 1 & LEVEL 2) COMPATIBLE WITH FULLY AUTOMATED BIOCHEMISTRY/IMMUNOASSAY ANALYZER BIDDER SHOULD HAVE PEER GROUP DATA OF MULTIPLE EQUIPMENTS. PACK SIZE – 1 ML
705 | HEKTOEN ENTERIC AGAR - 500 GM | HEKTOEN ENTERIC AGAR - 500 GM
706 | HEMATOLOGY - EXTERNAL QUALITY CONTROL | HEMATOLOGY - EXTERNAL QUALITY CONTROL
707 | Hematology controls (level 1, level 2 and level 3) (Compatible with Sysmex XN-1000) Pack Size – 1 ml | HEMATOLOGY CONTROLS (LEVEL 1, LEVEL 2 AND LEVEL 3) (COMPATIBLE WITH SYSMEX XN-1000) PACK SIZE – 1 ML
708 | HEMATOLOGY CONTROLS(COMPATIBLE WITHIN SYSMEX XN-1000) - 1 ML | HEMATOLOGY CONTROLS(COMPATIBLE WITHIN SYSMEX XN-1000) - 1 ML
709 | HEMO DIALYSIS SOLUTION- 10 LTRS | HEMO DIALYSIS SOLUTION- 10 LTRS
710 | HEMOGLOBINOMETER CALORIMETRY SET - EACH | HEMOGLOBINOMETER CALORIMETRY SET - EACH
711 | Hepatitis Delta Virus (HDV) or Hepatitis D rapid screening test - 50 TEST | HEPATITIS DELTA VIRUS (HDV) OR HEPATITIS D RAPID SCREENING TEST - 50 TEST
712 | Hepatitis E Virus (HEV) IgM AND IgG RAPID - 50 TEST | HEPATITIS E VIRUS (HEV) IGM AND IGG RAPID - 50 TEST
713 | HEPES SODIUM SALT - 25 GM | HEPES SODIUM SALT - 25 GM
714 | HEXANE- 500 ML | HEXANE- 500 ML
715 | HIPPURATE BROTH -500 gm | HIPPURATE BROTH -500 GM
716 | Histopaque-1077 - 100 ML (Density 1.077 g/mL (5.7% polysucrose and 9.0% sodium diatrizoate)) | HISTOPAQUE-1077 - 100 ML (DENSITY 1.077 G/ML (5.7% POLYSUCROSE AND 9.0% SODIUM DIATRIZOATE))
717 | HLA B27 RT PCR KIT(96 test) including all consumables (Compatible with Biorad RT PCR) – 96 TEST | HLA B27 RT PCR KIT(96 TEST) INCLUDING ALL CONSUMABLES (COMPATIBLE WITH BIORAD RT PCR) – 96 TEST
718 | Homocysteine control (level 1 & level 2) compatible with fully automated biochemistry/immunoassay analyzer Bidder should have peer group data of multiple equipments. Pack Size – 1 ml | HOMOCYSTEINE CONTROL (LEVEL 1 & LEVEL 2) COMPATIBLE WITH FULLY AUTOMATED BIOCHEMISTRY/IMMUNOASSAY ANALYZER BIDDER SHOULD HAVE PEER GROUP DATA OF MULTIPLE EQUIPMENTS. PACK SIZE – 1 ML
719 | Homocysteine with calibrator (compatible with for fully automated EM-360 biochemistry analyzer) – 100 ML Homocysteine control (compatible with for fully automated EM-360 biochemistry analyzer) – 5 ML | HOMOCYSTEINE WITH CALIBRATOR (COMPATIBLE WITH FOR FULLY AUTOMATED EM-360 BIOCHEMISTRY ANALYZER) – 100 ML HOMOCYSTEINE CONTROL (COMPATIBLE WITH FOR FULLY AUTOMATED EM-360 BIOCHEMISTRY ANALYZER) – 5 ML
720 | hs CRP control (level 1 & level 2) compatible with fully automated biochemistry/immunoassay analyzer Bidder should have peer group data of multiple equipments. Pack Size – 1 ml | HS CRP CONTROL (LEVEL 1 & LEVEL 2) COMPATIBLE WITH FULLY AUTOMATED BIOCHEMISTRY/IMMUNOASSAY ANALYZER BIDDER SHOULD HAVE PEER GROUP DATA OF MULTIPLE EQUIPMENTS. PACK SIZE – 1 ML
721 | HUGH LEIFSON MEDIUM - 500 GM | HUGH LEIFSON MEDIUM - 500 GM
722 | Human activated protein C ELISA kit – 96 WELL | HUMAN ACTIVATED PROTEIN C ELISA KIT – 96 WELL
723 | HYDROCHLORIC ACID ( 35 % ) - 500 ML | HYDROCHLORIC ACID ( 35 % ) - 500 ML
724 | HYDROCHLORIC ACID HCL CONC- 500ML | HYDROCHLORIC ACID HCL CONC- 500ML
725 | HYDROGEN PEROXIDE 10 % | HYDROGEN PEROXIDE 10 %
726 | Hydrogen Peroxide Disinfectant Cleaner wipes, CDSCO approved. - EN 13727- Bactericidal in 1 Min. EN 13624- Fungicide in 1 Min 1.4% w/v of Hydrogen Peroxide (100 vol) I.P and 0.01% w/v of Silver Nitrate I.P | HYDROGEN PEROXIDE DISINFECTANT CLEANER WIPES, CDSCO APPROVED. - EN 13727- BACTERICIDAL IN 1 MIN. EN 13624- FUNGICIDE IN 1 MIN 1.4% W/V OF HYDROGEN PEROXIDE (100 VOL) I.P AND 0.01% W/V OF SILVER NITRATE I.P
727 | HYDROPHOBIC BARRIER MARKER PEN – REAGENT BLOCKER (PAP PEN) USE IN IMMUNOHISTOCHEMICAL APPLICATIONS | HYDROPHOBIC BARRIER MARKER PEN – REAGENT BLOCKER (PAP PEN) USE IN IMMUNOHISTOCHEMICAL APPLICATIONS
728 | HYDROQUINONE BUFFER - 500 ML | HYDROQUINONE BUFFER - 500 ML
729 | HYDROXYLAMINE HYDROCHLORIDE - 500 GM (LABORATORY GRADE, 99%) | HYDROXYLAMINE HYDROCHLORIDE - 500 GM (LABORATORY GRADE, 99%)
730 | HYPOCHLORIDE 10 % - 500 ML | HYPOCHLORIDE 10 % - 500 ML
731 | HYPOCHLOROUS ACID (HOCL – 0.003%) + SODIUM HYPOCHLORITE (NAOCL – 0.004%) + ELECTROLYSED WATER – 99.97% (WOUND CARE SPRAY) – 500 ML | HYPOCHLOROUS ACID (HOCL – 0.003%) + SODIUM HYPOCHLORITE (NAOCL – 0.004%) + ELECTROLYSED WATER – 99.97% (WOUND CARE SPRAY) – 500 ML
732 | HYPOCHLOROUS ACID (HOCL – 0.008%) + SODIUM HYPOCHLORITE (NAOCL – 0.002%) + ELECTROLYSED WATER – 97.64% (WOUND CARE GEL) – 60 GM. | HYPOCHLOROUS ACID (HOCL – 0.008%) + SODIUM HYPOCHLORITE (NAOCL – 0.002%) + ELECTROLYSED WATER – 97.64% (WOUND CARE GEL) – 60 GM.
733 | Ice bucket - 1 Litres (Should be made up of polyurethane foam, which has good insulating properties and chemical resistance) - 1 NOS | ICE BUCKET - 1 LITRES (SHOULD BE MADE UP OF POLYURETHANE FOAM, WHICH HAS GOOD INSULATING PROPERTIES AND CHEMICAL RESISTANCE) - 1 NOS
734 | Ice bucket - 2.5 Litres (Should be made up of polyurethane foam, which has good insulating properties and chemical resistance) - 1 NOS | ICE BUCKET - 2.5 LITRES (SHOULD BE MADE UP OF POLYURETHANE FOAM, WHICH HAS GOOD INSULATING PROPERTIES AND CHEMICAL RESISTANCE) - 1 NOS
735 | Ice bucket - 4 Litres (Should be made up of polyurethane foam, which has good insulating properties and chemical resistance) - 1 NOS | ICE BUCKET - 4 LITRES (SHOULD BE MADE UP OF POLYURETHANE FOAM, WHICH HAS GOOD INSULATING PROPERTIES AND CHEMICAL RESISTANCE) - 1 NOS
736 | Ice bucket - 5 Litres (Should be made up of polyurethane foam, which has good insulating properties and chemical resistance) - 1 NOS | ICE BUCKET - 5 LITRES (SHOULD BE MADE UP OF POLYURETHANE FOAM, WHICH HAS GOOD INSULATING PROPERTIES AND CHEMICAL RESISTANCE) - 1 NOS
737 | Ice bucket - 9 Litres (Should be made up of polyurethane foam, which has good insulating properties and chemical resistance) - 1 NOS | ICE BUCKET - 9 LITRES (SHOULD BE MADE UP OF POLYURETHANE FOAM, WHICH HAS GOOD INSULATING PROPERTIES AND CHEMICAL RESISTANCE) - 1 NOS
738 | IDH 1polyclonal antibody pack size 100 microlitre | IDH 1POLYCLONAL ANTIBODY PACK SIZE 100 MICROLITRE
739 | IGA 100 ML | IGA 100 ML
740 | IgA control (level 1 & level 2) compatible with fully automated biochemistry/immunoassay analyzer Bidder should have peer group data of multiple equipments. Pack Size – 1 ml | IGA CONTROL (LEVEL 1 & LEVEL 2) COMPATIBLE WITH FULLY AUTOMATED BIOCHEMISTRY/IMMUNOASSAY ANALYZER BIDDER SHOULD HAVE PEER GROUP DATA OF MULTIPLE EQUIPMENTS. PACK SIZE – 1 ML
741 | IGE CALIBRATOR - 100 ML (COMPACTIBLE WITH DIRUI-CST240) | IGE CALIBRATOR - 100 ML (COMPACTIBLE WITH DIRUI-CST240)
742 | IgE control (compatible with for fully automated EM-360 biochemistry analyzer) - 1 ML | IGE CONTROL (COMPATIBLE WITH FOR FULLY AUTOMATED EM-360 BIOCHEMISTRY ANALYZER) - 1 ML
743 | IgE control (level 1 & level 2) compatible with fully automated biochemistry/immunoassay analyzer Bidder should have peer group data of multiple equipments. Pack Size – 1 ml | IGE CONTROL (LEVEL 1 & LEVEL 2) COMPATIBLE WITH FULLY AUTOMATED BIOCHEMISTRY/IMMUNOASSAY ANALYZER BIDDER SHOULD HAVE PEER GROUP DATA OF MULTIPLE EQUIPMENTS. PACK SIZE – 1 ML
744 | Ige control level 2 (compatible with for fully automated EM-360 biochemistry analyzer) - 1 ML | IGE CONTROL LEVEL 2 (COMPATIBLE WITH FOR FULLY AUTOMATED EM-360 BIOCHEMISTRY ANALYZER) - 1 ML
745 | IGE REAGENT - 100 ML (COMPACTIBLE WITH DIRUI-CST240) | IGE REAGENT - 100 ML (COMPACTIBLE WITH DIRUI-CST240)
746 | IgE REAGENT with calibrator (compatible with for fully automated EM-360 biochemistry analyzer) - 100 ML | IGE REAGENT WITH CALIBRATOR (COMPATIBLE WITH FOR FULLY AUTOMATED EM-360 BIOCHEMISTRY ANALYZER) - 100 ML
747 | IGG 100 ML | IGG 100 ML
748 | IgG control (level 1 & level 2) compatible with fully automated biochemistry/immunoassay analyzer Bidder should have peer group data of multiple equipments. Pack Size – 1 ml | IGG CONTROL (LEVEL 1 & LEVEL 2) COMPATIBLE WITH FULLY AUTOMATED BIOCHEMISTRY/IMMUNOASSAY ANALYZER BIDDER SHOULD HAVE PEER GROUP DATA OF MULTIPLE EQUIPMENTS. PACK SIZE – 1 ML
749 | IGM 100 ML | IGM 100 ML
750 | IgM control (level 1 & level 2) compatible with fully automated biochemistry/immunoassay analyzer Bidder should have peer group data of multiple equipments. Pack Size – 1 ml | IGM CONTROL (LEVEL 1 & LEVEL 2) COMPATIBLE WITH FULLY AUTOMATED BIOCHEMISTRY/IMMUNOASSAY ANALYZER BIDDER SHOULD HAVE PEER GROUP DATA OF MULTIPLE EQUIPMENTS. PACK SIZE – 1 ML
751 | IMIDAZOLE - 100 GM | IMIDAZOLE - 100 GM
752 | IMIPENEM- RELEBACTUM (ANTIBIOTIC DISC)10 MCG (250 DISC) | IMIPENEM- RELEBACTUM (ANTIBIOTIC DISC)10 MCG (250 DISC)
753 | IMIPENEM- RELEBACTUM (ANTIBIOTIC DISC)25MCG (250 DISC) | IMIPENEM- RELEBACTUM (ANTIBIOTIC DISC)25MCG (250 DISC)
754 | IMMUNOASSAY CONTROLS (more than 30 PARAMETERS) – 5 ML | IMMUNOASSAY CONTROLS (MORE THAN 30 PARAMETERS) – 5 ML
755 | IMMUNOHISTOCHEMISTRY (IHC) ESTROGEN RECEPTOR KIT (A ALL-IN-ONE KIT FOR IMMUNOHISTOCHEMICAL STAINING FOR TISSUES, IT MUST CONTAIN PRIMARY ANTIBODY, SECONDARY ANTIBODY, CONJUGATES, BUFFER AND ALL NECESSARY REAGENTS.) - EACH | IMMUNOHISTOCHEMISTRY (IHC) ESTROGEN RECEPTOR KIT (A ALL-IN-ONE KIT FOR IMMUNOHISTOCHEMICAL STAINING FOR TISSUES, IT MUST CONTAIN PRIMARY ANTIBODY, SECONDARY ANTIBODY, CONJUGATES, BUFFER AND ALL NECESSARY REAGENTS.) - EACH
756 | IMMUNOHISTOCHEMISTRY (IHC) HER2 RECEPTOR KIT( A ALL-IN-ONE KIT FOR IMMUNOHISTOCHEMICAL STAINING FOR TISSUES, IT MUST CONTAIN PRIMARY ANTIBODY, SECONDARY ANTIBODY, CONJUGATES, BUFFER AND ALL NECESSARY REAGENTS.) - EACH | IMMUNOHISTOCHEMISTRY (IHC) HER2 RECEPTOR KIT( A ALL-IN-ONE KIT FOR IMMUNOHISTOCHEMICAL STAINING FOR TISSUES, IT MUST CONTAIN PRIMARY ANTIBODY, SECONDARY ANTIBODY, CONJUGATES, BUFFER AND ALL NECESSARY REAGENTS.) - EACH
757 | IMMUNOHISTOCHEMISTRY (IHC) PROGESTERONE RECEPTOR (PR) (A ALL-IN-ONE KIT FOR IMMUNOHISTOCHEMICAL STAINING FOR TISSUES, IT MUST CONTAIN PRIMARY ANTIBODY, SECONDARY ANTIBODY, CONJUGATES, BUFFER AND ALL NECESSARY REAGENTS.) - EACH | IMMUNOHISTOCHEMISTRY (IHC) PROGESTERONE RECEPTOR (PR) (A ALL-IN-ONE KIT FOR IMMUNOHISTOCHEMICAL STAINING FOR TISSUES, IT MUST CONTAIN PRIMARY ANTIBODY, SECONDARY ANTIBODY, CONJUGATES, BUFFER AND ALL NECESSARY REAGENTS.) - EACH
758 | IMMUNOLOGY CONTROLS INCLUDING (CRP/ASO/RF) (compatible with for fully automated EM-360 biochemistry analyzer) – 1 ML | IMMUNOLOGY CONTROLS INCLUDING (CRP/ASO/RF) (COMPATIBLE WITH FOR FULLY AUTOMATED EM-360 BIOCHEMISTRY ANALYZER) – 1 ML
759 | INDIA INK – 100 GM | INDIA INK – 100 GM
760 | INDIAN INK 250 ML | INDIAN INK 250 ML
761 | INHIBIN - 1 ML | INHIBIN - 1 ML
762 | INNOVATIVE TENSIDE SYSTEM CONTAINING 5-15% ANIONIC SURFECTANTS, < 5 % NONIONIC SURFECTANTS, <5% POLYCARBOXYLATE, ENZYMES. OTHER EXCIPIENTS: SOLUBILISER, CORROSSION INHIBITORS SODIUM CUMENESULFONATE, SODIM-ETASULFATE, 2-AMINOETHANOL, ALCOHOLS, C13-15-BRANCHED AND LINEAR, BUTOXYLATED ETHOXYLATED, ALKYLPOLYETHYLEN-GLYCOL-POLYBUTYLEN-GLYCOLETHER, SUBTILISIN, GLUCEROL, PACK SIZE: 5 LITRE JAR | INNOVATIVE TENSIDE SYSTEM CONTAINING 5-15% ANIONIC SURFECTANTS, < 5 % NONIONIC SURFECTANTS, <5% POLYCARBOXYLATE, ENZYMES. OTHER EXCIPIENTS: SOLUBILISER, CORROSSION INHIBITORS SODIUM CUMENESULFONATE, SODIM-ETASULFATE, 2-AMINOETHANOL, ALCOHOLS, C13-15-BRANCHED AND LINEAR, BUTOXYLATED ETHOXYLATED, ALKYLPOLYETHYLEN-GLYCOL-POLYBUTYLEN-GLYCOLETHER, SUBTILISIN, GLUCEROL, PACK SIZE: 5 LITRE JAR
763 | Innovative tenside system containing 5-15% anionic surfectants, < 5 % nonionic surfectants, <5% polycarboxylate, Enzymes. Other excipients: Solubiliser, corrossion inhibitors Sodium cumenesulfonate, Sodim-etasulfate, 2-aminoethanol, Alcohols, C13-15-branched and linear, butoxylated ethoxylated, Alkylpolyethylen-glycol-polybutylen-glycolether, Subtilisin, glucerol | INNOVATIVE TENSIDE SYSTEM CONTAINING 5-15% ANIONIC SURFECTANTS, < 5 % NONIONIC SURFECTANTS, <5% POLYCARBOXYLATE, ENZYMES. OTHER EXCIPIENTS: SOLUBILISER, CORROSSION INHIBITORS SODIUM CUMENESULFONATE, SODIM-ETASULFATE, 2-AMINOETHANOL, ALCOHOLS, C13-15-BRANCHED AND LINEAR, BUTOXYLATED ETHOXYLATED, ALKYLPOLYETHYLEN-GLYCOL-POLYBUTYLEN-GLYCOLETHER, SUBTILISIN, GLUCEROL
764 | Insulin control (level 1 & level 2) compatible with fully automated biochemistry/immunoassay analyzer Bidder should have peer group data of multiple equipments. Pack Size – 1 ml | INSULIN CONTROL (LEVEL 1 & LEVEL 2) COMPATIBLE WITH FULLY AUTOMATED BIOCHEMISTRY/IMMUNOASSAY ANALYZER BIDDER SHOULD HAVE PEER GROUP DATA OF MULTIPLE EQUIPMENTS. PACK SIZE – 1 ML
765 | intact PTH control (level 1 & level 2) compatible with fully automated biochemistry/immunoassay analyzer Bidder should have peer group data of multiple equipments. Pack Size – 1 ml | INTACT PTH CONTROL (LEVEL 1 & LEVEL 2) COMPATIBLE WITH FULLY AUTOMATED BIOCHEMISTRY/IMMUNOASSAY ANALYZER BIDDER SHOULD HAVE PEER GROUP DATA OF MULTIPLE EQUIPMENTS. PACK SIZE – 1 ML
766 | IODINE APEX TINCTURE- 100 ML | IODINE APEX TINCTURE- 100 ML
767 | IRON - 100 ML ( STANDARD COMPATIBLE WITH DIRUI CS-240 SYSTEM PACK) | IRON - 100 ML ( STANDARD COMPATIBLE WITH DIRUI CS-240 SYSTEM PACK)
768 | Iron (compatible with for fully automated EM-360 biochemistry analyzer) – 100 ML | IRON (COMPATIBLE WITH FOR FULLY AUTOMATED EM-360 BIOCHEMISTRY ANALYZER) – 100 ML
769 | IRON ALUM 5% - 100 ML | IRON ALUM 5% - 100 ML
770 | IRON BINDING KIT- 150ML | IRON BINDING KIT- 150ML
771 | IRON SULFITE AGAR - 500 GM | IRON SULFITE AGAR - 500 GM
772 | IRON TIBC 100 ML | IRON TIBC 100 ML
773 | ISO AMYL ALCOHOL - 500 ML | ISO AMYL ALCOHOL - 500 ML
774 | ISO-BUTANOL - 500 ML | ISO-BUTANOL - 500 ML
775 | ISONIAZID / ISONICOTINYL HYDRAZINE- 1MCG (250 DISC) | ISONIAZID / ISONICOTINYL HYDRAZINE- 1MCG (250 DISC)
776 | ITRACONAZOLE MIC E-STRIP 30 TEST EACH PACK | ITRACONAZOLE MIC E-STRIP 30 TEST EACH PACK
777 | ITRACONAZOLE POWDER (SOLUBILIZED POWDER, Γ-IRRADIATED ) 1 MG (250 DISC) | ITRACONAZOLE POWDER (SOLUBILIZED POWDER, Γ-IRRADIATED ) 1 MG (250 DISC)
778 | JAPANESE ENCEPHALITIS IGM (JE) ELISA - 1 X 96W | JAPANESE ENCEPHALITIS IGM (JE) ELISA - 1 X 96W
779 | Karyotyping media - 1000ml (Ready-to-use, to be used to culture Peripheral blood lymphocytes, must manufactured at a cGMP compliant facility) | KARYOTYPING MEDIA - 1000ML (READY-TO-USE, TO BE USED TO CULTURE PERIPHERAL BLOOD LYMPHOCYTES, MUST MANUFACTURED AT A CGMP COMPLIANT FACILITY)
780 | Karyotyping media - 100ml (Ready-to-use, to be used to culture Peripheral blood lymphocytes, must manufactured at a cGMP compliant facility) | KARYOTYPING MEDIA - 100ML (READY-TO-USE, TO BE USED TO CULTURE PERIPHERAL BLOOD LYMPHOCYTES, MUST MANUFACTURED AT A CGMP COMPLIANT FACILITY)
781 | Karyotyping media - 500ml (Ready-to-use, to be used to culture Peripheral blood lymphocytes, must manufactured at a cGMP compliant facility) | KARYOTYPING MEDIA - 500ML (READY-TO-USE, TO BE USED TO CULTURE PERIPHERAL BLOOD LYMPHOCYTES, MUST MANUFACTURED AT A CGMP COMPLIANT FACILITY)
782 | KARYOTYPING MEDIA (500ML) (READY-TO-USE LIQUID MEDIA, TO BE USED TO CULTURE PERIPHERAL BLOOD LYMPHOCYTES, 1X PREPARATION, MUST SUPPLEMENTED WITH FETAL BOVINE SERUM, L-GLUTAMINE, AND PHYTOHEMAGGLUTININ, MEDIA USE MUST BE CERTIFIED FOR “IN VITRO DIAGNOSTIC USE”. IT SHOULD BE MANUFACTURED AT FDA REGISTERED CGMP COMPLIANT FACILITY ONLY.) | KARYOTYPING MEDIA (500ML) (READY-TO-USE LIQUID MEDIA, TO BE USED TO CULTURE PERIPHERAL BLOOD LYMPHOCYTES, 1X PREPARATION, MUST SUPPLEMENTED WITH FETAL BOVINE SERUM, L-GLUTAMINE, AND PHYTOHEMAGGLUTININ, MEDIA USE MUST BE CERTIFIED FOR “IN VITRO DIAGNOSTIC USE”. IT SHOULD BE MANUFACTURED AT FDA REGISTERED CGMP COMPLIANT FACILITY ONLY.)
783 | KEL - 500ML | KEL - 500ML
784 | KETOCONAZOLE POWDER (SOLUBILIZED POWDER, Γ-IRRADIATED ) 1 MG (250 DISC) | KETOCONAZOLE POWDER (SOLUBILIZED POWDER, Γ-IRRADIATED ) 1 MG (250 DISC)
785 | KETOKONAZOLE MIC E-STRIP - 10 STRIP | KETOKONAZOLE MIC E-STRIP - 10 STRIP
786 | KETONE BODIES ( BLOOD) WITH CALIBRATOR - 100 ML (COMPACTIBLE WITH DIRUI-CST240) | KETONE BODIES ( BLOOD) WITH CALIBRATOR - 100 ML (COMPACTIBLE WITH DIRUI-CST240)
787 | KI67 ANTIGEN - 1 ML | KI67 ANTIGEN - 1 ML
788 | L - SPREADER - 1 X 50 SPL | L - SPREADER - 1 X 50 SPL
789 | L ARGININE HYDROCHLORIDE 10 GM | L ARGININE HYDROCHLORIDE 10 GM
790 | L- embedding mouldssize 75X30X19 mm pack size in pair | L- EMBEDDING MOULDSSIZE 75X30X19 MM PACK SIZE IN PAIR
791 | L J MEDIA SLANT EACH - 1 X 10 SLANT | L J MEDIA SLANT EACH - 1 X 10 SLANT
792 | L LYSINE HYDROCHLORIDE 10 GM | L LYSINE HYDROCHLORIDE 10 GM
793 | L -Moulds embedding moulds size 37 X26 X15 mm pack size in pair | L -MOULDS EMBEDDING MOULDS SIZE 37 X26 X15 MM PACK SIZE IN PAIR
794 | L- SHAPED WIRE EACH PACK | L- SHAPED WIRE EACH PACK
795 | L.D TEST KIT (RK39) – 100 TESTS | L.D TEST KIT (RK39) – 100 TESTS
796 | L.D TEST KIT (RK39) – 50 TESTS | L.D TEST KIT (RK39) – 50 TESTS
797 | LAB GOGGLES- EACH | LAB GOGGLES- EACH
798 | LAB SHOES - SIZE 10 | LAB SHOES - SIZE 10
799 | LAB SHOES – SIZE 7 | LAB SHOES – SIZE 7
800 | LAB SHOES - SIZE 8 | LAB SHOES - SIZE 8
801 | LAB SHOES - SIZE 9 | LAB SHOES - SIZE 9
802 | LABOLINE - 5 LTR | LABOLINE - 5 LTR
803 | LABORATORY DEODORIZING PEARLS -250PCS / PACK | LABORATORY DEODORIZING PEARLS -250PCS / PACK
804 | LACTATE CONTROL - 1 ML (COMPACTIBLE WITH DIRUI-CST240) | LACTATE CONTROL - 1 ML (COMPACTIBLE WITH DIRUI-CST240)
805 | Lactate control (compatible with for fully automated EM-360 biochemistry analyzer) – 1 ML | LACTATE CONTROL (COMPATIBLE WITH FOR FULLY AUTOMATED EM-360 BIOCHEMISTRY ANALYZER) – 1 ML
806 | Lactate control (level 1 & level 2) compatible with fully automated biochemistry/immunoassay analyzer Bidder should have peer group data of multiple equipments. Pack Size – 1 ml | LACTATE CONTROL (LEVEL 1 & LEVEL 2) COMPATIBLE WITH FULLY AUTOMATED BIOCHEMISTRY/IMMUNOASSAY ANALYZER BIDDER SHOULD HAVE PEER GROUP DATA OF MULTIPLE EQUIPMENTS. PACK SIZE – 1 ML
807 | LACTATE WITH CALIBRATOR - 100 ML (COMPACTIBLE WITH DIRUI-CST240) | LACTATE WITH CALIBRATOR - 100 ML (COMPACTIBLE WITH DIRUI-CST240)
808 | LACTATE WITH CALIBRATOR (compatible with for fully automated EM-360 biochemistry analyzer) – 100 ML | LACTATE WITH CALIBRATOR (COMPATIBLE WITH FOR FULLY AUTOMATED EM-360 BIOCHEMISTRY ANALYZER) – 100 ML
809 | LACTIC ACID - 500 ML | LACTIC ACID - 500 ML
810 | LACTOSE - 500 GM | LACTOSE - 500 GM
811 | LACTOSE BROTH - 500 GM | LACTOSE BROTH - 500 GM
812 | LACTOSE POWDER 250 GM | LACTOSE POWDER 250 GM
813 | LACTOSE TTC AGAR WITH TERGITOL 7 - 500 GM | LACTOSE TTC AGAR WITH TERGITOL 7 - 500 GM
814 | LARGE RULER METALLIC SCALES- EACH | LARGE RULER METALLIC SCALES- EACH
815 | L-ARGININE HYDROCHLORIDE 10 GM | L-ARGININE HYDROCHLORIDE 10 GM
816 | LB BROTH (LENNOX) - 500 GM | LB BROTH (LENNOX) - 500 GM
817 | LB BROTH WITH AGAR -500 GM | LB BROTH WITH AGAR -500 GM
818 | LDH control (level 1 & level 2) compatible with fully automated biochemistry/immunoassay analyzer Bidder should have peer group data of multiple equipments. Pack Size – 1 ml | LDH CONTROL (LEVEL 1 & LEVEL 2) COMPATIBLE WITH FULLY AUTOMATED BIOCHEMISTRY/IMMUNOASSAY ANALYZER BIDDER SHOULD HAVE PEER GROUP DATA OF MULTIPLE EQUIPMENTS. PACK SIZE – 1 ML
819 | LDL CONTROL 1 ML | LDL CONTROL 1 ML
820 | LEAD ACETATE - 500 GM | LEAD ACETATE - 500 GM
821 | LEEMING- NOTMAN AGAR - 250 GM | LEEMING- NOTMAN AGAR - 250 GM
822 | LEEMING- NOTMAN AGAR - 500 GM | LEEMING- NOTMAN AGAR - 500 GM
823 | LENS CLEANER solution 10 ml | LENS CLEANER SOLUTION 10 ML
824 | LH control (level 1 & level 2) compatible with fully automated biochemistry/immunoassay analyzer Bidder should have peer group data of multiple equipments. Pack Size – 1 ml | LH CONTROL (LEVEL 1 & LEVEL 2) COMPATIBLE WITH FULLY AUTOMATED BIOCHEMISTRY/IMMUNOASSAY ANALYZER BIDDER SHOULD HAVE PEER GROUP DATA OF MULTIPLE EQUIPMENTS. PACK SIZE – 1 ML
825 | LIGHT GREEN 2% - 100 ML | LIGHT GREEN 2% - 100 ML
826 | LIGNOCAINE HYDROCHLORIDE - 10 ML INJECTION IP = 2% LIGNOCAINE HYDROCHLORIDE IP 2% W/V SODIUM CHLORIDE = 0.45% W/V METHYL PARABEN = 0.2% W/V WATER FOR INJECTION IP Q.S | LIGNOCAINE HYDROCHLORIDE - 10 ML INJECTION IP = 2% LIGNOCAINE HYDROCHLORIDE IP 2% W/V SODIUM CHLORIDE = 0.45% W/V METHYL PARABEN = 0.2% W/V WATER FOR INJECTION IP Q.S
827 | LIGNOCAINE HYDROCHLORIDE - 20 ML | LIGNOCAINE HYDROCHLORIDE - 20 ML
828 | LINCOMYCIN- 2 MCG (250 DISC/VIAL) | LINCOMYCIN- 2 MCG (250 DISC/VIAL)
829 | LIPASE, AMYLASE, PROTEASE, CELLULASE, BIODEGRADABILITY - 3.785 LITER | LIPASE, AMYLASE, PROTEASE, CELLULASE, BIODEGRADABILITY - 3.785 LITER
830 | LIPID CONTROLS - 1 ML | LIPID CONTROLS - 1 ML
831 | LIPOPOROTEIN (A) – 5 ML | LIPOPOROTEIN (A) – 5 ML
832 | LIPOPROTEIN 100 ML | LIPOPROTEIN 100 ML
833 | LIQUOR AMMONIA - 500 ML | LIQUOR AMMONIA - 500 ML
834 | LISTERIA ENRICHMENT BROTH (BASE) - 500 GM | LISTERIA ENRICHMENT BROTH (BASE) - 500 GM
835 | LISTERIA INNOCUA - 500 GM | LISTERIA INNOCUA - 500 GM
836 | LISTERIA MONOCYTOGENES - 500 GM | LISTERIA MONOCYTOGENES - 500 GM
837 | LITHIUM CARBONATE - 100 ML | LITHIUM CARBONATE - 100 ML
838 | LIVER BROTH - 500 GM | LIVER BROTH - 500 GM
839 | L-LYSINE HYDROCHLORIDE 10 GM | L-LYSINE HYDROCHLORIDE 10 GM
840 | L-MOULD BRASS – SPECIMEN HOLDER USED FOR HOLDING THE WAX BLOCK FOR TAKING SECTIONS ON THE MICROTOME ( SIZE – 7.5 × 3 × 1.9 CM PAIR) – EACH PACK | L-MOULD BRASS – SPECIMEN HOLDER USED FOR HOLDING THE WAX BLOCK FOR TAKING SECTIONS ON THE MICROTOME ( SIZE – 7.5 × 3 × 1.9 CM PAIR) – EACH PACK
841 | L-MOULD BRASS – SPECIMEN HOLDER USED FOR HOLDING THE WAX BLOCK FOR TAKING SECTIONS ON THE MICROTOME.(SIZE – 4.5 X 2.5 X 0.5 CM PAIR)– EACH PACK | L-MOULD BRASS – SPECIMEN HOLDER USED FOR HOLDING THE WAX BLOCK FOR TAKING SECTIONS ON THE MICROTOME.(SIZE – 4.5 X 2.5 X 0.5 CM PAIR)– EACH PACK
842 | LOOP (1 MM) 100 PCS / PACK | LOOP (1 MM) 100 PCS / PACK
843 | LOOP (10MM) 100 PCS / PACK | LOOP (10MM) 100 PCS / PACK
844 | LOOP (2MM) - 100 PCS PER PACK | LOOP (2MM) - 100 PCS PER PACK
845 | LOOP (4MM) - 100 PCS PER PACK | LOOP (4MM) - 100 PCS PER PACK
846 | L-ORNITHINE HYDROCHLORIDE 10 GM | L-ORNITHINE HYDROCHLORIDE 10 GM
847 | LPA 100 ML | LPA 100 ML
848 | L-THREONINE - 5 GM | L-THREONINE - 5 GM
849 | L-TYROSINE - 125 ML | L-TYROSINE - 125 ML
850 | L-VALINE - 25 GM | L-VALINE - 25 GM
851 | LYSOZYME - 1 GM | LYSOZYME - 1 GM
852 | MAC CARTNEY BOTTLE WITH SCREW CORK 100 ML | MAC CARTNEY BOTTLE WITH SCREW CORK 100 ML
853 | MACCONKEY BROTH - 500 GM | MACCONKEY BROTH - 500 GM
854 | MAGNEFYING GLASS 3" - EACH | MAGNEFYING GLASS 3" - EACH
855 | Magnesium 100 ml | MAGNESIUM 100 ML
856 | MAGNESIUM CHLORIDE (MGCL2) - 500 ML | MAGNESIUM CHLORIDE (MGCL2) - 500 ML
857 | MAGNESIUM CHLORIDE HEXAHYDRATE - 500 GM | MAGNESIUM CHLORIDE HEXAHYDRATE - 500 GM
858 | Magnesium control (compatible with for fully automated EM-360 biochemistry analyzer) - 1 ML | MAGNESIUM CONTROL (COMPATIBLE WITH FOR FULLY AUTOMATED EM-360 BIOCHEMISTRY ANALYZER) - 1 ML
859 | MAGNESIUM POWDER- 500 GM | MAGNESIUM POWDER- 500 GM
860 | MAGNESIUM SULPHATE HEPTAHYDRATE - 50 GM | MAGNESIUM SULPHATE HEPTAHYDRATE - 50 GM
861 | Magnesium with calibrator (compatible with for fully automated EM-360 biochemistry analyzer) - 100 ML | MAGNESIUM WITH CALIBRATOR (COMPATIBLE WITH FOR FULLY AUTOMATED EM-360 BIOCHEMISTRY ANALYZER) - 100 ML
862 | MALACHITE GREEN- 100 GM EACH PACK | MALACHITE GREEN- 100 GM EACH PACK
863 | MALT EXTRACT - 500 GM | MALT EXTRACT - 500 GM
864 | MANGENESE CHLORIDE - 500 GM | MANGENESE CHLORIDE - 500 GM
865 | MANNITOL - EGG YOLK - POLYMYXIN (MYP) AGAR - 500 GM | MANNITOL - EGG YOLK - POLYMYXIN (MYP) AGAR - 500 GM
866 | MANNITOL SALT AGAR - 500 GM | MANNITOL SALT AGAR - 500 GM
867 | MANUAL CELL COUNTER WITH 9 KEYS FOR DLC – DIFFERENTIAL BLOOD CELL COUNTER-9 WINDOWS TOTAL OF KEYS 8 OR 9 KEYS TOTAL OF WINDOWS 2 (TOTALAIZER) EACH WINDOW FIGURE RANGE:0-999 NUMBER OF BUTTONS - 8 NUMBER OF WINDOWS - 9 DIMENSIONS (MM)W320XD80XH50 - EACH | MANUAL CELL COUNTER WITH 9 KEYS FOR DLC – DIFFERENTIAL BLOOD CELL COUNTER-9 WINDOWS TOTAL OF KEYS 8 OR 9 KEYS TOTAL OF WINDOWS 2 (TOTALAIZER) EACH WINDOW FIGURE RANGE:0-999 NUMBER OF BUTTONS - 8 NUMBER OF WINDOWS - 9 DIMENSIONS (MM)W320XD80XH50 - EACH
868 | MASSON TRICHROME STAIN REAGENT - 100 TEST / BOTTLE | MASSON TRICHROME STAIN REAGENT - 100 TEST / BOTTLE
869 | MATHICILIN - 250 T | MATHICILIN - 250 T
870 | MAY GRUNWALD STAIN 20GM | MAY GRUNWALD STAIN 20GM
871 | MAYER’S HEMALUM SOLUTION - 1 LTRS SPECIFICATION:- DENSITY = 1.05/CM3 ( 20°C ) PH = 1.8 - 2.2 ( 20°C ) CI75290 4.4GM/L AL2(SO4)3-18H20 = 28GM/L C6H8O7H2O = 0.5 GM/L | MAYER’S HEMALUM SOLUTION - 1 LTRS SPECIFICATION:- DENSITY = 1.05/CM3 ( 20°C ) PH = 1.8 - 2.2 ( 20°C ) CI75290 4.4GM/L AL2(SO4)3-18H20 = 28GM/L C6H8O7H2O = 0.5 GM/L
872 | MAYER’S HEMETOXYLENE SOLUTION - 1 GM | MAYER’S HEMETOXYLENE SOLUTION - 1 GM
873 | MC CAL A ( MASTERCURVE CALIBRATOR A ) 100 ML | MC CAL A ( MASTERCURVE CALIBRATOR A ) 100 ML
874 | MC GRUNEWALD STAIN - 500 ML | MC GRUNEWALD STAIN - 500 ML
875 | MDM-2 - 1 ML | MDM-2 - 1 ML
876 | MEASLES IGM ELISA 1 X 96W | MEASLES IGM ELISA 1 X 96W
877 | MEASURING JAR 500 ML | MEASURING JAR 500 ML
878 | MEASURING SCOOP - 500 ML EACH | MEASURING SCOOP - 500 ML EACH
879 | MEASURING SCOOP -10 ML EACH | MEASURING SCOOP -10 ML EACH
880 | MEASURING SCOOP -100 ML EACH | MEASURING SCOOP -100 ML EACH
881 | MECILLINAM- 10 MCG (250 DISC) | MECILLINAM- 10 MCG (250 DISC)
882 | MELAN A - 1 ML | MELAN A - 1 ML
883 | M-ENDO AGAR - 500 GM | M-ENDO AGAR - 500 GM
884 | METANIL YELLOW - 500 GM | METANIL YELLOW - 500 GM
885 | METHANAMINE 3% - 500 ML | METHANAMINE 3% - 500 ML
886 | METHANAMINE SILVER - 100 ML | METHANAMINE SILVER - 100 ML
887 | METHYL VIOLET/ CRYSTAL VIOLET POWDER - 100 GM | METHYL VIOLET/ CRYSTAL VIOLET POWDER - 100 GM
888 | METHYL VIOLET/ CRYSTAL VIOLET POWDER- 500 GM | METHYL VIOLET/ CRYSTAL VIOLET POWDER- 500 GM
889 | METHYLENE BLUE NEW - 500 ML | METHYLENE BLUE NEW - 500 ML
890 | METHYLENE CHLORIDE- 250 ML | METHYLENE CHLORIDE- 250 ML
891 | METHYLENE GREEN- 100 GM | METHYLENE GREEN- 100 GM
892 | METHYLENE GREEN- 500ML | METHYLENE GREEN- 500ML
893 | METRONIDAZOLE- 80 MCG (250 DISC) | METRONIDAZOLE- 80 MCG (250 DISC)
894 | MEZLOCILLIN- 30 MCG (250 DISC) | MEZLOCILLIN- 30 MCG (250 DISC)
895 | MEZLOCILLIN- 75 MCG (250 DISC/VIAL) | MEZLOCILLIN- 75 MCG (250 DISC/VIAL)
896 | M-FC AGAR - 500 GM | M-FC AGAR - 500 GM
897 | MG POWDER - 500 G | MG POWDER - 500 G
898 | MICAFUNGIN (MIC E TEST STRIP) - 1 X 10 STRIP EACH PACK | MICAFUNGIN (MIC E TEST STRIP) - 1 X 10 STRIP EACH PACK
899 | MICAFUNGIN MIC E-STRIP 1 X 10 STRIP EACH PACK | MICAFUNGIN MIC E-STRIP 1 X 10 STRIP EACH PACK
900 | MICAFUNGIN POWDER (SOLUBILIZED POWDER, Γ-IRRADIATED ) 1 MG | MICAFUNGIN POWDER (SOLUBILIZED POWDER, Γ-IRRADIATED ) 1 MG
901 | MICHEL’S TRANSPORT MEDIA - 500 GM | MICHEL’S TRANSPORT MEDIA - 500 GM
902 | MICRO CLEAN - 1 LTR. | MICRO CLEAN - 1 LTR.
903 | MICRO PROTEIN - 2 X 25 ML PER KIT | MICRO PROTEIN - 2 X 25 ML PER KIT
904 | MICRO PROTEIN CONTROL LEVEL 1 - 1 ML (COMPACTIBLE WITH DIRUI-CST240) | MICRO PROTEIN CONTROL LEVEL 1 - 1 ML (COMPACTIBLE WITH DIRUI-CST240)
905 | MICRO PROTEIN WITH CALIBRATOR - 100 ML (COMPACTIBLE WITH DIRUI-CST240) | MICRO PROTEIN WITH CALIBRATOR - 100 ML (COMPACTIBLE WITH DIRUI-CST240)
906 | Micro vial adaptor compatible with Bio Rad variant II PACK SIZE 10 | MICRO VIAL ADAPTOR COMPATIBLE WITH BIO RAD VARIANT II PACK SIZE 10
907 | Microbiological LOOP (1 MM) EACH PACK = 25 | MICROBIOLOGICAL LOOP (1 MM) EACH PACK = 25
908 | Microbiological LOOP (4 MM) EACH PACK=25 | MICROBIOLOGICAL LOOP (4 MM) EACH PACK=25
909 | MICRODILUTION PLATE FOR WIDE RANGE OF ANTIMICROBIAL PANEL FOR CANDIDA 50TEST EACH PACK | MICRODILUTION PLATE FOR WIDE RANGE OF ANTIMICROBIAL PANEL FOR CANDIDA 50TEST EACH PACK
910 | MICRODILUTION PLATE FOR WIDE RANGE OF ANTIMICROBIAL PANEL FOR GNB 50TEST EACH PACK | MICRODILUTION PLATE FOR WIDE RANGE OF ANTIMICROBIAL PANEL FOR GNB 50TEST EACH PACK
911 | MICRODILUTION PLATE FOR WIDE RANGE OF ANTIMICROBIAL PANEL FOR GPC 50TEST EACH PACK | MICRODILUTION PLATE FOR WIDE RANGE OF ANTIMICROBIAL PANEL FOR GPC 50TEST EACH PACK
912 | MICROFILILARIA RAPID CARD - PER TEST | MICROFILILARIA RAPID CARD - PER TEST
913 | Microprotein control (compatible with for fully automated EM-360 biochemistry analyzer) – 1 ML | MICROPROTEIN CONTROL (COMPATIBLE WITH FOR FULLY AUTOMATED EM-360 BIOCHEMISTRY ANALYZER) – 1 ML
914 | Microprotein control (level 1 & level 2) compatible with fully automated biochemistry/immunoassay analyzer Bidder should have peer group data of multiple equipments. Pack Size – 1 ml | MICROPROTEIN CONTROL (LEVEL 1 & LEVEL 2) COMPATIBLE WITH FULLY AUTOMATED BIOCHEMISTRY/IMMUNOASSAY ANALYZER BIDDER SHOULD HAVE PEER GROUP DATA OF MULTIPLE EQUIPMENTS. PACK SIZE – 1 ML
915 | Microprotein control (level 1 & level 2) compatible with fully automated biochemistry/immunoassay analyzer Bidder should have peer group data of multiple equipments. Pack Size – 1 ml | MICROPROTEIN CONTROL (LEVEL 1 & LEVEL 2) COMPATIBLE WITH FULLY AUTOMATED BIOCHEMISTRY/IMMUNOASSAY ANALYZER BIDDER SHOULD HAVE PEER GROUP DATA OF MULTIPLE EQUIPMENTS. PACK SIZE – 1 ML
916 | Microprotein kit (compatible with for fully automated EM-360 biochemistry analyzer) – 100 ML | MICROPROTEIN KIT (COMPATIBLE WITH FOR FULLY AUTOMATED EM-360 BIOCHEMISTRY ANALYZER) – 100 ML
917 | MICROPROTEIN WITH CALIBRATOR - 100 ML | MICROPROTEIN WITH CALIBRATOR - 100 ML
918 | Microseal adhesive seal - Microseal B adhesive seals to be used in Next generation experiments - 1 X 100 NOS | MICROSEAL ADHESIVE SEAL - MICROSEAL B ADHESIVE SEALS TO BE USED IN NEXT GENERATION EXPERIMENTS - 1 X 100 NOS
919 | MICROTUBE RACK for 20 tubes | MICROTUBE RACK FOR 20 TUBES
920 | MILK AGAR - 500 GM | MILK AGAR - 500 GM
921 | MODIFIED CHARCOAL CEFOPERAZONE DEOXYCHOLATE AGAR (MCCD) - 500 GM | MODIFIED CHARCOAL CEFOPERAZONE DEOXYCHOLATE AGAR (MCCD) - 500 GM
922 | MODIFIED DIXON AGAR - 250 GM | MODIFIED DIXON AGAR - 250 GM
923 | MODIFIED DIXON AGAR - 500 GM | MODIFIED DIXON AGAR - 500 GM
924 | Modified DIXON AGAR - 250 GM | MODIFIED DIXON AGAR - 250 GM
925 | MOLECULAR LADDER 100 BP - 50 UG | MOLECULAR LADDER 100 BP - 50 UG
926 | MOLLECULAR LADDER 1 KB - 50 UG | MOLLECULAR LADDER 1 KB - 50 UG
927 | MOLYBDIC ACID- 500 ML | MOLYBDIC ACID- 500 ML
928 | MOTILITY TEST MEDIA - 500 GM | MOTILITY TEST MEDIA - 500 GM
929 | MOXALACTUM (ANTIBIOTIC DISC)30MCG (250 DISC) | MOXALACTUM (ANTIBIOTIC DISC)30MCG (250 DISC)
930 | MPO STAINING REAGENT – BENZIDIN POWER- 250 GM | MPO STAINING REAGENT – BENZIDIN POWER- 250 GM
931 | MR REAGENT 100 ML | MR REAGENT 100 ML
932 | MSN ( VACCUTAINER NEEDLE) -100 PCS PER PACK | MSN ( VACCUTAINER NEEDLE) -100 PCS PER PACK
933 | MTT TETRAZOLIUM - 1 GM | MTT TETRAZOLIUM - 1 GM
934 | MUELLER KAUFFMAN TETRATHIONATE NOVOBIOCIN BROTH BASE (MKTTN) - 500 GM | MUELLER KAUFFMAN TETRATHIONATE NOVOBIOCIN BROTH BASE (MKTTN) - 500 GM
935 | MULTI CALIBRATOR ANTIBIOTIC TDM 100 ML | MULTI CALIBRATOR ANTIBIOTIC TDM 100 ML
936 | Multi enzyme cleaner with neutral pH containing5-15% non-ionic surfactants,enzymes (amylase,lipase & protease), fragrancessolubilisers, corrosion inhibitors, colouring agents. Declared conformity as medical device according to - MDD93/42/EEC. Alcohol, C13-C15 branched and linear, butoxylated ethoxy, Ethanol, Alkyl-polyethylenglycol-polybutylenglycolether, Sodium cumenesulfonate | MULTI ENZYME CLEANER WITH NEUTRAL PH CONTAINING5-15% NON-IONIC SURFACTANTS,ENZYMES (AMYLASE,LIPASE & PROTEASE), FRAGRANCESSOLUBILISERS, CORROSION INHIBITORS, COLOURING AGENTS. DECLARED CONFORMITY AS MEDICAL DEVICE ACCORDING TO - MDD93/42/EEC. ALCOHOL, C13-C15 BRANCHED AND LINEAR, BUTOXYLATED ETHOXY, ETHANOL, ALKYL-POLYETHYLENGLYCOL-POLYBUTYLENGLYCOLETHER, SODIUM CUMENESULFONATE
937 | MULTIDET KIT- 1000ML | MULTIDET KIT- 1000ML
938 | MULTIENZYMATIC CLEANER - 1000 ML PER JAR | MULTIENZYMATIC CLEANER - 1000 ML PER JAR
939 | MULTIPURPOSE LABELLING TAPE 5 meters | MULTIPURPOSE LABELLING TAPE 5 METERS
940 | MUMPS IGM ELISA - 1 X 96 WELL | MUMPS IGM ELISA - 1 X 96 WELL
941 | MUPIROCIN- 200 MCG (250 DISC) | MUPIROCIN- 200 MCG (250 DISC)
942 | MUPIROCIN- 5 MCG (250 DISC) | MUPIROCIN- 5 MCG (250 DISC)
943 | MYELOPEROXIDASE (MPO) STAINING REAGENT – BENZIDIN POWER- 250 GM | MYELOPEROXIDASE (MPO) STAINING REAGENT – BENZIDIN POWER- 250 GM
944 | MYO D1 - 1 ML | MYO D1 - 1 ML
945 | MYOGENIN - 1 ML | MYOGENIN - 1 ML
946 | MYOGLOBIN 1 ML | MYOGLOBIN 1 ML
947 | MYOGLOBIN 100 ML | MYOGLOBIN 100 ML
948 | MYOGLOBIN CALIBRATOR 100 ML | MYOGLOBIN CALIBRATOR 100 ML
949 | Myoglobin control (level 1 & level 2) compatible with fully automated biochemistry/immunoassay analyzer Bidder should have peer group data of multiple equipments. Pack Size – 1 ml | MYOGLOBIN CONTROL (LEVEL 1 & LEVEL 2) COMPATIBLE WITH FULLY AUTOMATED BIOCHEMISTRY/IMMUNOASSAY ANALYZER BIDDER SHOULD HAVE PEER GROUP DATA OF MULTIPLE EQUIPMENTS. PACK SIZE – 1 ML
950 | N ACETYL L CYSTINE (NALC) 10 GM | N ACETYL L CYSTINE (NALC) 10 GM
951 | N Hexane - 500 ml | N HEXANE - 500 ML
952 | N,N- DIMETHYL FORM AMIDE (SIGMA D-4551) – 500 ML | N,N- DIMETHYL FORM AMIDE (SIGMA D-4551) – 500 ML
953 | N,N,N',N'-TETRAMETHYLETHYLENEDIAMINE (TEMED) - 1 LTR | N,N,N',N'-TETRAMETHYLETHYLENEDIAMINE (TEMED) - 1 LTR
954 | N,N’-METHYLENE-BIS-ACRYLAMIDE - 25 GM | N,N’-METHYLENE-BIS-ACRYLAMIDE - 25 GM
955 | N.A. AGAR - 500 GM | N.A. AGAR - 500 GM
956 | N-1 NEPTHYL ETHYLENEDIAMINE DIHYDROCHLORIDE - 100G (ACS REAGENT, >98.0%) | N-1 NEPTHYL ETHYLENEDIAMINE DIHYDROCHLORIDE - 100G (ACS REAGENT, >98.0%)
957 | Na/K (compatible with for fully automated EM-360 biochemistry analyzer) – 100 ML | NA/K (COMPATIBLE WITH FOR FULLY AUTOMATED EM-360 BIOCHEMISTRY ANALYZER) – 100 ML
958 | NA+ & K+ STANDARD SOLUTION- 500ML | NA+ & K+ STANDARD SOLUTION- 500ML
959 | NADP - 100MG (PURITY (HPLC) > 95 %/SPECTROPHOTOMETRIC PURITY > 95 %) | NADP - 100MG (PURITY (HPLC) > 95 %/SPECTROPHOTOMETRIC PURITY > 95 %)
960 | NADPH -100MG (POWDER, =97% (DRY WEIGHT), MOL WT.833.4) | NADPH -100MG (POWDER, =97% (DRY WEIGHT), MOL WT.833.4)
961 | NAFCILLIN- 1 MCG (ANTIBIOTIC DISC) (250 DISC) | NAFCILLIN- 1 MCG (ANTIBIOTIC DISC) (250 DISC)
962 | NALC 10 GM | NALC 10 GM
963 | NAPHTHOL A S PHOSPHATE (SIGMA N-5625) – 500 ML | NAPHTHOL A S PHOSPHATE (SIGMA N-5625) – 500 ML
964 | N-BUTANOL - 500 ML | N-BUTANOL - 500 ML
965 | N-BUTYL ALCOHOL- 500ML | N-BUTYL ALCOHOL- 500ML
966 | NEGATIVE CALIBRATOR DAU 100 ML | NEGATIVE CALIBRATOR DAU 100 ML
967 | NEOMYCIN- 5 MCG (ANTIBIOTIC DISC) (250 DISC) | NEOMYCIN- 5 MCG (ANTIBIOTIC DISC) (250 DISC)
968 | NEUBAUER'S COUNTING COVER SLIP - 96 WELL | NEUBAUER'S COUNTING COVER SLIP - 96 WELL
969 | NEUROCYSTICERCOSIS IGG ELISA - 1 X 96 WELL | NEUROCYSTICERCOSIS IGG ELISA - 1 X 96 WELL
970 | NEUROCYSTICERCOSIS IGM ELISA KIT 1 X 96 WELL | NEUROCYSTICERCOSIS IGM ELISA KIT 1 X 96 WELL
971 | NEURON SPECIFY ENALASE - EACH | NEURON SPECIFY ENALASE - EACH
972 | NEUTRAL RED (0.62% AQUOR SOLUTION) – 500 ML | NEUTRAL RED (0.62% AQUOR SOLUTION) – 500 ML
973 | NEUTROPHIL ALKALINE PHOSPHATE REAGENT- EACH | NEUTROPHIL ALKALINE PHOSPHATE REAGENT- EACH
974 | NEW METHYLENE BLUE - 25GM | NEW METHYLENE BLUE - 25GM
975 | NH3 CONTROL 1 - 1 ML (COMPACTIBLE WITH DIRUI-CST240) | NH3 CONTROL 1 - 1 ML (COMPACTIBLE WITH DIRUI-CST240)
976 | NH3 CONTROL 2 - 1 ML (COMPACTIBLE WITH DIRUI-CST240) | NH3 CONTROL 2 - 1 ML (COMPACTIBLE WITH DIRUI-CST240)
977 | NH3 REAGENT - 100 ML (COMPACTIBLE WITH DIRUI-CST240) | NH3 REAGENT - 100 ML (COMPACTIBLE WITH DIRUI-CST240)
978 | NITRIC ACID - 500 ML | NITRIC ACID - 500 ML
979 | Nitrocefin Disc Pack size - 1 X 50 Pcs | NITROCEFIN DISC PACK SIZE - 1 X 50 PCS
980 | NITROFURANTOIN- 50 MCG (ANTIBIOTIC DISC) (250 DISC) | NITROFURANTOIN- 50 MCG (ANTIBIOTIC DISC) (250 DISC)
981 | NLGROSLN STAIN – 25 ml | NLGROSLN STAIN – 25 ML
982 | NO FOAM REAGENT 100 ML | NO FOAM REAGENT 100 ML
983 | NORFLOXACIN- 2 MCG (ANTIBIOTIC DISC) (250 DISC) | NORFLOXACIN- 2 MCG (ANTIBIOTIC DISC) (250 DISC)
984 | NORMAL SALINE - 500 ML | NORMAL SALINE - 500 ML
985 | NOROVIRUS ANTIGEN - 1 X 96 WELL | NOROVIRUS ANTIGEN - 1 X 96 WELL
986 | NOVACASTRAIHC DETECTION KIT - 1250 X 1 - EACH PACK | NOVACASTRAIHC DETECTION KIT - 1250 X 1 - EACH PACK
987 | NOVOBIOCIN DISC (ANTIBIOTIC DISC) 10MCG (250 DISC) | NOVOBIOCIN DISC (ANTIBIOTIC DISC) 10MCG (250 DISC)
988 | NOVOLINE POLYMER 1 KIT | NOVOLINE POLYMER 1 KIT
989 | NSE - 1 ML | NSE - 1 ML
990 | NT-Pro-BNP/BNP control (level 1 & level 2) compatible with fully automated biochemistry/immunoassay analyzer Bidder should have peer group data of multiple equipments. Pack Size – 1 ml | NT-PRO-BNP/BNP CONTROL (LEVEL 1 & LEVEL 2) COMPATIBLE WITH FULLY AUTOMATED BIOCHEMISTRY/IMMUNOASSAY ANALYZER BIDDER SHOULD HAVE PEER GROUP DATA OF MULTIPLE EQUIPMENTS. PACK SIZE – 1 ML
991 | NUCLEAR FAST RED- 100ML | NUCLEAR FAST RED- 100ML
992 | Nuclear red fast staining trough pack size 250 ML | NUCLEAR RED FAST STAINING TROUGH PACK SIZE 250 ML
993 | Nuclear red fast staining trough pack size - 500 ml | NUCLEAR RED FAST STAINING TROUGH PACK SIZE - 500 ML
994 | NUTRIENT AGAR 100GM | NUTRIENT AGAR 100GM
995 | NUTRIENT BROTH - 500 GM | NUTRIENT BROTH - 500 GM
996 | NUTRIENT GELATIN - 500 GM | NUTRIENT GELATIN - 500 GM
997 | O. TOLUIDINE – 200 GM | O. TOLUIDINE – 200 GM
998 | O.G.6 POWDER- 25 GM | O.G.6 POWDER- 25 GM
999 | OCCULT BLOOD TEST KIT IMMUNOCHROMATOGRAPHY- 25TEST EACH PACK | OCCULT BLOOD TEST KIT IMMUNOCHROMATOGRAPHY- 25TEST EACH PACK
1000 | Octenidine based wash lotion with neutral pH, tested as per European Norms containing octenidine HCL, aqua, cocamidopropylamine oxide, PEG-7 glyceryl cocoate, glycerin, hydroxyethyl-cellulose, lactic acid, contains allantoin For Full Body wash - Head to Toe | OCTENIDINE BASED WASH LOTION WITH NEUTRAL PH, TESTED AS PER EUROPEAN NORMS CONTAINING OCTENIDINE HCL, AQUA, COCAMIDOPROPYLAMINE OXIDE, PEG-7 GLYCERYL COCOATE, GLYCERIN, HYDROXYETHYL-CELLULOSE, LACTIC ACID, CONTAINS ALLANTOIN FOR FULL BODY WASH - HEAD TO TOE
1001 | OCTENIDINE BASED WASH LOTION WITH NEUTRAL PH, TESTED AS PER EUROPEAN NORMS CONTAINING OCTENIDINE HCL, AQUA, COCAMIDOPROPYLAMINE OXIDE, PEG-7 GLYCERYL COCOATE, GLYCERIN, HYDROXYETHYL-CELLULOSE, LACTIC ACID, CONTAINS ALLANTOIN, FOR FULL BODY WASH - HEAD TO TOE, PACK SIZE: 500 ML BOTTLE | OCTENIDINE BASED WASH LOTION WITH NEUTRAL PH, TESTED AS PER EUROPEAN NORMS CONTAINING OCTENIDINE HCL, AQUA, COCAMIDOPROPYLAMINE OXIDE, PEG-7 GLYCERYL COCOATE, GLYCERIN, HYDROXYETHYL-CELLULOSE, LACTIC ACID, CONTAINS ALLANTOIN, FOR FULL BODY WASH - HEAD TO TOE, PACK SIZE: 500 ML BOTTLE
1002 | OCTENIDINE BASED WASH MITTS WITH PRATICAL HAND DIMENSION, TESTED AS PER EUROPEAN NORMS CONTAINING OCTENIDINE HCL,AQUA, GLYCERINE, COCAMIDOPROPYLAMINE OXIDE, SODIUM LACTATE, ALLANTOIN, ETHYLHEXYL GLYCERINE, PACK SIZE: 100 PCS PER PACKET | OCTENIDINE BASED WASH MITTS WITH PRATICAL HAND DIMENSION, TESTED AS PER EUROPEAN NORMS CONTAINING OCTENIDINE HCL,AQUA, GLYCERINE, COCAMIDOPROPYLAMINE OXIDE, SODIUM LACTATE, ALLANTOIN, ETHYLHEXYL GLYCERINE, PACK SIZE: 100 PCS PER PACKET
1003 | OFLOXACIN (ANTIBIOTIC DISC) 10MCG (250 DISC) | OFLOXACIN (ANTIBIOTIC DISC) 10MCG (250 DISC)
1004 | OILMINTH PEPERMENT - 10ML | OILMINTH PEPERMENT - 10ML
1005 | OLEANDOMYCIN- 10MCG (ANTIBIOTIC DISC) (250 DISC) | OLEANDOMYCIN- 10MCG (ANTIBIOTIC DISC) (250 DISC)
1006 | OLEANDOMYCIN- 15 MCG (ANTIBIOTIC DISC) (250 DISC) | OLEANDOMYCIN- 15 MCG (ANTIBIOTIC DISC) (250 DISC)
1007 | OLEIC ACID - 5G (PURITY (GC) > 99 % _CELL CULTURE TEST PASS | OLEIC ACID - 5G (PURITY (GC) > 99 % _CELL CULTURE TEST PASS
1008 | OPHYDE - 5 LTRS | OPHYDE - 5 LTRS
1009 | ORANGE SERUM AGAR - 500 GM | ORANGE SERUM AGAR - 500 GM
1010 | ORCEIN - 200 ML | ORCEIN - 200 ML
1011 | ORNITHINE DECARBOXYLASE TEST REAGENT 100GM | ORNITHINE DECARBOXYLASE TEST REAGENT 100GM
1012 | ORTHO PHOSPHORIC ACID - 500 ML | ORTHO PHOSPHORIC ACID - 500 ML
1013 | ORTHOTOLIDINE - 500 ML | ORTHOTOLIDINE - 500 ML
1014 | OXALATE POWDER- 250GM | OXALATE POWDER- 250GM
1015 | OXALIC ACID 2% - 500 ML | OXALIC ACID 2% - 500 ML
1016 | OXFORD LISTERIA SELECTIVE AGAR - 500 GM | OXFORD LISTERIA SELECTIVE AGAR - 500 GM
1017 | OXFORD LISTERIA SELECTIVE SUPPLEMENT - 5 VIAL | OXFORD LISTERIA SELECTIVE SUPPLEMENT - 5 VIAL
1018 | OXIDASE REAGENTS POWDER - 250 GM | OXIDASE REAGENTS POWDER - 250 GM
1019 | OXIDATIVE/FERMENTATIVE MEDIUM WITH “FERRIC CHLORIDE” REAGENT - 250 ML | OXIDATIVE/FERMENTATIVE MEDIUM WITH “FERRIC CHLORIDE” REAGENT - 250 ML
1020 | OXOLINIC ACID- 2 MCG (250 DISC) | OXOLINIC ACID- 2 MCG (250 DISC)
1021 | P 120 - 1 ML | P 120 - 1 ML
1022 | P 53 - 1 ML | P 53 - 1 ML
1023 | P 63 - 1 ML | P 63 - 1 ML
1024 | P.A.S. distaste kit per 100 test | P.A.S. DISTASTE KIT PER 100 TEST
1025 | P.H. (3.0 - 11.0) LIQUID INDICATOR - 100 ML | P.H. (3.0 - 11.0) LIQUID INDICATOR - 100 ML
1026 | P.H. (4.0 - 11.0) LIQUID INDICATOR - 100 ML | P.H. (4.0 - 11.0) LIQUID INDICATOR - 100 ML
1027 | P.P.D. 10 TU- 10ML | P.P.D. 10 TU- 10ML
1028 | P.P.D. 10 TU- 5ML | P.P.D. 10 TU- 5ML
1029 | P.P.D. 2 TU- 5ML | P.P.D. 2 TU- 5ML
1030 | P.P.D. 5 TU- 5ML | P.P.D. 5 TU- 5ML
1031 | PALCAM LISTERIA SELECTIVE AGAR - 500 GM | PALCAM LISTERIA SELECTIVE AGAR - 500 GM
1032 | PALCAM LISTERIA SELECTIVE SUPPLEMENT - 5 UL PACK | PALCAM LISTERIA SELECTIVE SUPPLEMENT - 5 UL PACK
1033 | PAL'S SOLUTION - 100 ML | PAL'S SOLUTION - 100 ML
1034 | PAN CYTOKERATIN- 1 ML | PAN CYTOKERATIN- 1 ML
1035 | PANCYTOKERATIN - 1 ML | PANCYTOKERATIN - 1 ML
1036 | PANTA 15 ML | PANTA 15 ML
1037 | PAP STAINING KIT - 250 smears PER KIT | PAP STAINING KIT - 250 SMEARS PER KIT
1038 | PAPER - AUTO CLAVE PRINT PAPER SHEETS 100 PCS / PACK | PAPER - AUTO CLAVE PRINT PAPER SHEETS 100 PCS / PACK
1039 | PAPER - BUTTER PAPER (Sheet Size:10 x10 Inch) - 70 SHEET PER PACK | PAPER - BUTTER PAPER (SHEET SIZE:10 X10 INCH) - 70 SHEET PER PACK
1040 | PAPER - BUTTER PAPER 40 GSM Plain Butter Paper size 90 Mtr - EACH | PAPER - BUTTER PAPER 40 GSM PLAIN BUTTER PAPER SIZE 90 MTR - EACH
1041 | PAPER - CELLULOSE ACETATE PAPER FOR ELECTROPHORESIS - EACH | PAPER - CELLULOSE ACETATE PAPER FOR ELECTROPHORESIS - EACH
1042 | PAPER - ETO THERMAL PRINTING PAPER SHEETS - 100 PCS / PACK | PAPER - ETO THERMAL PRINTING PAPER SHEETS - 100 PCS / PACK
1043 | PAPER - LITMUS PAPER BLUE – 100 STRIP PER PACK | PAPER - LITMUS PAPER BLUE – 100 STRIP PER PACK
1044 | PAPER - LITMUS PAPER RED – EACH - 100 STRIP PER PACK | PAPER - LITMUS PAPER RED – EACH - 100 STRIP PER PACK
1045 | PAPER - R.A. PRINTING PAPER- EACH | PAPER - R.A. PRINTING PAPER- EACH
1046 | PAPER - SAMPLE APPICAFOR FOR CELLULOSE ACETATE PAPER ELECTROPHORESIS - EACH | PAPER - SAMPLE APPICAFOR FOR CELLULOSE ACETATE PAPER ELECTROPHORESIS - EACH
1047 | PAPER - THERMAL PAPER 4.2”- 50 MTRS | PAPER - THERMAL PAPER 4.2”- 50 MTRS
1048 | PAPER - WHATMAN FILTER PAPER - grade 42, 1442-110, 100 PER pack | PAPER - WHATMAN FILTER PAPER - GRADE 42, 1442-110, 100 PER PACK
1049 | PARA FORMALDEHYDE - 500 GM | PARA FORMALDEHYDE - 500 GM
1050 | PARAFFIN LIQUID- 500ML | PARAFFIN LIQUID- 500ML
1051 | PARAFFIN SEALING STRIP/TAPE EACH PACK | PARAFFIN SEALING STRIP/TAPE EACH PACK
1052 | PARAFILM DISPENSER WITH CUTTER (Specification - 25.4 mm) and 4" (100.8 mm) wide rolls fast , safe, and easy, make possible with the smooth downward lever actionused for both 4" (101.6 mm) as well as 2" (50.8 mm) wide rolls of Parafilm. Pack Size - EACH PCS) - EACH | PARAFILM DISPENSER WITH CUTTER (SPECIFICATION - 25.4 MM) AND 4" (100.8 MM) WIDE ROLLS FAST , SAFE, AND EASY, MAKE POSSIBLE WITH THE SMOOTH DOWNWARD LEVER ACTIONUSED FOR BOTH 4" (101.6 MM) AS WELL AS 2" (50.8 MM) WIDE ROLLS OF PARAFILM. PACK SIZE - EACH PCS) - EACH
1053 | ParafilmItem-2in x 250ft (Flexible, semi-transparent, and waterproof filmfor covering or sealing vessels such as flasks, cuvettes, test tubes, beakers, petri dishes and more) - 1 NOS | PARAFILMITEM-2IN X 250FT (FLEXIBLE, SEMI-TRANSPARENT, AND WATERPROOF FILMFOR COVERING OR SEALING VESSELS SUCH AS FLASKS, CUVETTES, TEST TUBES, BEAKERS, PETRI DISHES AND MORE) - 1 NOS
1054 | PARAFORMALDEHYDE - 500 ML | PARAFORMALDEHYDE - 500 ML
1055 | PARTABLE PRINT CRATE – 600MM X 400MM X 270MM PACK SIZE – EACH PCS | PARTABLE PRINT CRATE – 600MM X 400MM X 270MM PACK SIZE – EACH PCS
1056 | PARTABLE PRINT CRATE – 650 MM X 450MM X 315MM PACK SIZE – EACH PCS | PARTABLE PRINT CRATE – 650 MM X 450MM X 315MM PACK SIZE – EACH PCS
1057 | PARVO B-19 IGM ELISA - 1 X 96 WELL | PARVO B-19 IGM ELISA - 1 X 96 WELL
1058 | PAS AND DIASTASE ENZYME - 100 ML | PAS AND DIASTASE ENZYME - 100 ML
1059 | PASTURE PIPETTE WITH RUBBER - EACH | PASTURE PIPETTE WITH RUBBER - EACH
1060 | PAX 5 - 1 ML | PAX 5 - 1 ML
1061 | PCR – PRIMER FOR THALASSAEMIA & SICKLE CELL ANAMIA – 500 ML | PCR – PRIMER FOR THALASSAEMIA & SICKLE CELL ANAMIA – 500 ML
1062 | PCR BUFFER 2X -25ML EACH | PCR BUFFER 2X -25ML EACH
1063 | PCR BUFFER 2X -500 ML EACH | PCR BUFFER 2X -500 ML EACH
1064 | PCR BUFFER 5X - 500 ML EACH | PCR BUFFER 5X - 500 ML EACH
1065 | PCR BUFFER 5X -25ML EACH | PCR BUFFER 5X -25ML EACH
1066 | PCR GRADE WATER 100 ML EACH PACK | PCR GRADE WATER 100 ML EACH PACK
1067 | PCR MICROPLATE WITH Cover- 96 WELL (POLYPROPYLENE PCR MICROPLATE COMPATIBLE WITH STANDARD PCR MACHINE, NON-SKIRTED, CLEAR, SHOULD BE SUPPLIED WITH COMPATIBLE PLASTIC SEPTAS) | PCR MICROPLATE WITH COVER- 96 WELL (POLYPROPYLENE PCR MICROPLATE COMPATIBLE WITH STANDARD PCR MACHINE, NON-SKIRTED, CLEAR, SHOULD BE SUPPLIED WITH COMPATIBLE PLASTIC SEPTAS)
1068 | PCR Microplate with septa - 48 WELL (Polypropylene PCR Microplate compatible with standard PCR machine, Non-Skirted, clear, should be supplied with compatible plastic septas) -1 X 10 PCS | PCR MICROPLATE WITH SEPTA - 48 WELL (POLYPROPYLENE PCR MICROPLATE COMPATIBLE WITH STANDARD PCR MACHINE, NON-SKIRTED, CLEAR, SHOULD BE SUPPLIED WITH COMPATIBLE PLASTIC SEPTAS) -1 X 10 PCS
1069 | PCR MICROPLATE WITH SEPTA- 96 WELL (POLYPROPYLENE PCR MICROPLATE COMPATIBLE WITH STANDARD PCR MACHINE, NON-SKIRTED, CLEAR, SHOULD BE SUPPLIED WITH COMPATIBLE PLASTIC SEPTAS) | PCR MICROPLATE WITH SEPTA- 96 WELL (POLYPROPYLENE PCR MICROPLATE COMPATIBLE WITH STANDARD PCR MACHINE, NON-SKIRTED, CLEAR, SHOULD BE SUPPLIED WITH COMPATIBLE PLASTIC SEPTAS)
1070 | PCR PLATE 0.1 UL - 50 NOS | PCR PLATE 0.1 UL - 50 NOS
1071 | PCR PLATE 0.2 UL - 50 NOS | PCR PLATE 0.2 UL - 50 NOS
1072 | PCR PLATE COVER 0.1UL - 50 NOS | PCR PLATE COVER 0.1UL - 50 NOS
1073 | PCR PLATE COVER FILM 0.2 UL - 50 NOS | PCR PLATE COVER FILM 0.2 UL - 50 NOS
1074 | PCR PLATE FLEXI – 96 WELL | PCR PLATE FLEXI – 96 WELL
1075 | PCR Pre Master Mix Kit- 60 Units (Should capable of amplify high GCcontent or secondary structure template, must contain all 12 Premixes.) | PCR PRE MASTER MIX KIT- 60 UNITS (SHOULD CAPABLE OF AMPLIFY HIGH GCCONTENT OR SECONDARY STRUCTURE TEMPLATE, MUST CONTAIN ALL 12 PREMIXES.)
1076 | PCR PRIMER (100 OLIGONUCLEOTIDES, AVERAGE 20B/OLIGO)- LABELLED WITH FAM (FAM DYE LABELLED CUSTOMIZED OLIGONUCLEOTIDESS FOR PCR REACTION) - EACH | PCR PRIMER (100 OLIGONUCLEOTIDES, AVERAGE 20B/OLIGO)- LABELLED WITH FAM (FAM DYE LABELLED CUSTOMIZED OLIGONUCLEOTIDESS FOR PCR REACTION) - EACH
1077 | PCR PRIMER (100 OLIGONUCLEOTIDES, AVERAGE 20B/OLIGO)- LABELLED WITH HEX (HEX DYE LABELLED CUSTOMIZED OLIGONUCLEOTIDESS FOR PCR REACTION) - EACH | PCR PRIMER (100 OLIGONUCLEOTIDES, AVERAGE 20B/OLIGO)- LABELLED WITH HEX (HEX DYE LABELLED CUSTOMIZED OLIGONUCLEOTIDESS FOR PCR REACTION) - EACH
1078 | PCR PRIMER (100 OLIGONUCLEOTIDES, AVERAGE 20B/OLIGO)- LABELLED WITH ROX (ROX DYE LABELLED CUSTOMIZED OLIGONUCLEOTIDESS FOR PCR REACTION) - EACH | PCR PRIMER (100 OLIGONUCLEOTIDES, AVERAGE 20B/OLIGO)- LABELLED WITH ROX (ROX DYE LABELLED CUSTOMIZED OLIGONUCLEOTIDESS FOR PCR REACTION) - EACH
1079 | PCR PRIMER (100 OLIGONUCLEOTIDES, AVERAGE 20B/OLIGO)- LABELLED WITH TAMARA (TAMARA DYE LABELLED CUSTOMIZED OLIGONUCLEOTIDESS FOR PCR REACTION) - EACH | PCR PRIMER (100 OLIGONUCLEOTIDES, AVERAGE 20B/OLIGO)- LABELLED WITH TAMARA (TAMARA DYE LABELLED CUSTOMIZED OLIGONUCLEOTIDESS FOR PCR REACTION) - EACH
1080 | PCR PRIMER (100 OLIGONUCLEOTIDES, AVERAGE 20B/OLIGO)- UNLABELLED (UNLABELLED CUSTOMIZED OLIGONUCLEOTIDESS FOR PCR REACTION) - EACH | PCR PRIMER (100 OLIGONUCLEOTIDES, AVERAGE 20B/OLIGO)- UNLABELLED (UNLABELLED CUSTOMIZED OLIGONUCLEOTIDESS FOR PCR REACTION) - EACH
1081 | PD-1 -50UL(40UG) | PD-1 -50UL(40UG)
1082 | PDA AGAR - 500 GM | PDA AGAR - 500 GM
1083 | PEARL’S STAIN - 1 LTR | PEARL’S STAIN - 1 LTR
1084 | PEARL'S IRON STAIN 1 & 2 ( TWIN PACK) SPECIFICATION A. PEARL'S 1-POTASSIUM FERROCYANIDE- 250ML B. PEARL'S 2- HYDROCHLORIC ACID -250ML | PEARL'S IRON STAIN 1 & 2 ( TWIN PACK) SPECIFICATION A. PEARL'S 1-POTASSIUM FERROCYANIDE- 250ML B. PEARL'S 2- HYDROCHLORIC ACID -250ML
1085 | PEFLOX (IMPORTED) - 5MCG (250 DISC) | PEFLOX (IMPORTED) - 5MCG (250 DISC)
1086 | PEFLOXACIN (ANTIBIOTIC DISC) 5 MCG (250 DISC) | PEFLOXACIN (ANTIBIOTIC DISC) 5 MCG (250 DISC)
1087 | PEPSIN 1 GM | PEPSIN 1 GM
1088 | PERCHLORIC ACID SCHIFF(PAS) KIT - 500 ML | PERCHLORIC ACID SCHIFF(PAS) KIT - 500 ML
1089 | PERFUMED LIQUID BASED SOFTENING AGENT WITH ANTI STATIC PROPERTY AND BIODEGRADABLE HAVING PH OF 6.5-7.5 LTR. | PERFUMED LIQUID BASED SOFTENING AGENT WITH ANTI STATIC PROPERTY AND BIODEGRADABLE HAVING PH OF 6.5-7.5 LTR.
1090 | PERIODIC ACID : 25GM SPECIFICATION: PH 1.2 ( 100GM/L, H2O,20 DEGREE CELSIUS BULK DENSITY – 1400KG/M3, ASSAY( IODOMETRIC) >98.0% MELTING POINT (LOWER VALUE) >124 DEGREE CELSIUS MELTING POINT (UPPER VALUE) >129 DEGREE CELSIUS | PERIODIC ACID : 25GM SPECIFICATION: PH 1.2 ( 100GM/L, H2O,20 DEGREE CELSIUS BULK DENSITY – 1400KG/M3, ASSAY( IODOMETRIC) >98.0% MELTING POINT (LOWER VALUE) >124 DEGREE CELSIUS MELTING POINT (UPPER VALUE) >129 DEGREE CELSIUS
1091 | PERIPHERAL BLOOD KARYOTYPING READYMADE CULTURE MEDIA - RPM1-16501 - EACH | PERIPHERAL BLOOD KARYOTYPING READYMADE CULTURE MEDIA - RPM1-16501 - EACH
1092 | PERIPHERAL BLOOD KARYOTYPING READYMADE CULTURE MEDIA - RPMI-1640 - EACH | PERIPHERAL BLOOD KARYOTYPING READYMADE CULTURE MEDIA - RPMI-1640 - EACH
1093 | PERL’S STAINING REAGENT – POTASSIUM FERROCYANIDE - 250 ML | PERL’S STAINING REAGENT – POTASSIUM FERROCYANIDE - 250 ML
1094 | Perls' Prussian Blue Iron Special Stain Kit – PER TEST | PERLS' PRUSSIAN BLUE IRON SPECIAL STAIN KIT – PER TEST
1095 | Petri Plate Carrier (Made out of SS 304) Specification -Size: for Dia 100 mm Dish/Petri plate, One Petri plate carrier contains 24 Dish/Petri Plates Pack size - 1 Nos. | PETRI PLATE CARRIER (MADE OUT OF SS 304) SPECIFICATION -SIZE: FOR DIA 100 MM DISH/PETRI PLATE, ONE PETRI PLATE CARRIER CONTAINS 24 DISH/PETRI PLATES PACK SIZE - 1 NOS.
1096 | PETROLEUM ETHER- 250 ML | PETROLEUM ETHER- 250 ML
1097 | Pfu Polymerase - 500 U minimum (High fidelity polymerase to be used to amplify up to 12KB and high GC rich region, 250U minimum) | PFU POLYMERASE - 500 U MINIMUM (HIGH FIDELITY POLYMERASE TO BE USED TO AMPLIFY UP TO 12KB AND HIGH GC RICH REGION, 250U MINIMUM)
1098 | PH BUFFER ( BUFFER CAPSULE) - PH - 4.0 - 10 Capsule | PH BUFFER ( BUFFER CAPSULE) - PH - 4.0 - 10 CAPSULE
1099 | PH BUFFER ( BUFFER CAPSULE) - PH - 7.0 - 10 Capsule | PH BUFFER ( BUFFER CAPSULE) - PH - 7.0 - 10 CAPSULE
1100 | PH BUFFER ( BUFFER CAPSULE) - PH - 9.2 - 10 Capsule | PH BUFFER ( BUFFER CAPSULE) - PH - 9.2 - 10 CAPSULE
1101 | PH METER- EACH | PH METER- EACH
1102 | PHENOBARBITAL 100 ML | PHENOBARBITAL 100 ML
1103 | PHENOTOIN 100 ML | PHENOTOIN 100 ML
1104 | PHENYL HYDROGEN HYDROCHLORIDE 95 % - 100 GM | PHENYL HYDROGEN HYDROCHLORIDE 95 % - 100 GM
1105 | PHENYL PHOSPHATE DISODIUM SALT - 25 GM | PHENYL PHOSPHATE DISODIUM SALT - 25 GM
1106 | PHENYLALANINE AGAR - 500 GM | PHENYLALANINE AGAR - 500 GM
1107 | PHOSPHATE BUFFER SALINE 120 ML | PHOSPHATE BUFFER SALINE 120 ML
1108 | PHOSPHATE BUFFER SALINE 500 ML | PHOSPHATE BUFFER SALINE 500 ML
1109 | PHOSPHORIC ACID - 500 ML | PHOSPHORIC ACID - 500 ML
1110 | PHOSPHOTUNGSTIC ACID - 500GM SPECIFICATION:- PHYSICAL STATE AT 20°C = SOLID APPEARANCE = WHITE TO YELLOWISH POWDER OR CRYSTAL ODOURLESS MELTING POINT / FREEZING POINT = 95°C SOLUBILITY IN WATER ( % WEIGHT ) = 200GM/100GM WATER SUBSTANCE INSOLUBLE IN WATER = MAX. 0.01 % CHLORIDE = 0.01 % SULPHATE = MAX. 0.01 % TOTAL NITROGEN = 0.005 % LOSS ON IGNITION AT ( >50°C ) = MAX.17 % | PHOSPHOTUNGSTIC ACID - 500GM SPECIFICATION:- PHYSICAL STATE AT 20°C = SOLID APPEARANCE = WHITE TO YELLOWISH POWDER OR CRYSTAL ODOURLESS MELTING POINT / FREEZING POINT = 95°C SOLUBILITY IN WATER ( % WEIGHT ) = 200GM/100GM WATER SUBSTANCE INSOLUBLE IN WATER = MAX. 0.01 % CHLORIDE = 0.01 % SULPHATE = MAX. 0.01 % TOTAL NITROGEN = 0.005 % LOSS ON IGNITION AT ( >50°C ) = MAX.17 %
1111 | PICRIC ACID (LYCTOPHENOL )250 ML | PICRIC ACID (LYCTOPHENOL )250 ML
1112 | PIPEMIDIC ACID- 20 MCG (ANTIBIOTIC DISC) (250 DISC) | PIPEMIDIC ACID- 20 MCG (ANTIBIOTIC DISC) (250 DISC)
1113 | PIPERACILLIN + TAZOBACTUM (ANTIBIOTIC DISC)100 (250DISC) | PIPERACILLIN + TAZOBACTUM (ANTIBIOTIC DISC)100 (250DISC)
1114 | PIPERACILLIN- 30 MCG (ANTIBIOTIC DISC) (250 DISC) | PIPERACILLIN- 30 MCG (ANTIBIOTIC DISC) (250 DISC)
1115 | PIPERACILLIN 30 MCG + TAZOBACTAM 6 MCG (ANTIBIOTIC DISC) (250 DISC) | PIPERACILLIN 30 MCG + TAZOBACTAM 6 MCG (ANTIBIOTIC DISC) (250 DISC)
1116 | PIPERACILLIN 50 MCG (ANTIBIOTIC DISC) (250 DISC) | PIPERACILLIN 50 MCG (ANTIBIOTIC DISC) (250 DISC)
1117 | PIPERACILLIN- 75 MCG (ANTIBIOTIC DISC) (250 DISC) | PIPERACILLIN- 75 MCG (ANTIBIOTIC DISC) (250 DISC)
1118 | PIPERACILLIN 75 MCG + TAZOBACTAM10 MCG (ANTIBIOTIC DISC) (250 DISC) | PIPERACILLIN 75 MCG + TAZOBACTAM10 MCG (ANTIBIOTIC DISC) (250 DISC)
1119 | PIPERAZINE-N,N’-BIS(2-ETHANESULFONIC ACID) 500 ML | PIPERAZINE-N,N’-BIS(2-ETHANESULFONIC ACID) 500 ML
1120 | PIPETTE – WESTERNGREN ESR - 10 PCS PER BOX | PIPETTE – WESTERNGREN ESR - 10 PCS PER BOX
1121 | PIPETTE – AUTOPIPETTE 0.1- 10 UL - EACH PCS | PIPETTE – AUTOPIPETTE 0.1- 10 UL - EACH PCS
1122 | PIPETTE – AUTOPIPETTE 1- 200 UL - EACH PCS | PIPETTE – AUTOPIPETTE 1- 200 UL - EACH PCS
1123 | PIPETTE - High Volume pipettor (Must be light weight, battery operated, high grade plastic made, Volume range- 1ml to 50ml, must be supplied with 10ml sterile serological pipette (400 pcs)) - 1 NOS | PIPETTE - HIGH VOLUME PIPETTOR (MUST BE LIGHT WEIGHT, BATTERY OPERATED, HIGH GRADE PLASTIC MADE, VOLUME RANGE- 1ML TO 50ML, MUST BE SUPPLIED WITH 10ML STERILE SEROLOGICAL PIPETTE (400 PCS)) - 1 NOS
1124 | PIPETTE – PIPETTE STAND (IT SHOULD BE MADEUP OF POLYMETHYL METHACRYLATE, ATLEAST 5 PLACES FOR PIPETTES) - Pipette Stand for 12 Pipettes | PIPETTE – PIPETTE STAND (IT SHOULD BE MADEUP OF POLYMETHYL METHACRYLATE, ATLEAST 5 PLACES FOR PIPETTES) - PIPETTE STAND FOR 12 PIPETTES
1125 | PIPETTE - STERILIZED PASTURE PIPETTE - EACH | PIPETTE - STERILIZED PASTURE PIPETTE - EACH
1126 | PIPETTE - STERILIZED PASTURE PIPETTE - Pasteur Pipette, Sterile, 150" Length (Pack of 500) | PIPETTE - STERILIZED PASTURE PIPETTE - PASTEUR PIPETTE, STERILE, 150" LENGTH (PACK OF 500)
1127 | PIPETTE – STERILIZED PASTURE PIPETTE WITH RUBBER - EACH | PIPETTE – STERILIZED PASTURE PIPETTE WITH RUBBER - EACH
1128 | PIPETTE - VARIABLE PIPETTE: MICROPIPETTE, ADJUSTABLE VOLUME, FULLY AUTOCLAVABLE EIGHT CHANNEL : 100-1000UL EACH SET | PIPETTE - VARIABLE PIPETTE: MICROPIPETTE, ADJUSTABLE VOLUME, FULLY AUTOCLAVABLE EIGHT CHANNEL : 100-1000UL EACH SET
1129 | PIPETTE - VARIABLE PIPETTE: MICROPIPETTE, ADJUSTABLE VOLUME, FULLY AUTOCLAVABLE EIGHT CHANNEL : 05-50 UL EACH SET | PIPETTE - VARIABLE PIPETTE: MICROPIPETTE, ADJUSTABLE VOLUME, FULLY AUTOCLAVABLE EIGHT CHANNEL : 05-50 UL EACH SET
1130 | PIPETTE - VARIABLE PIPETTE: MICROPIPETTE, ADJUSTABLE VOLUME, FULLY AUTOCLAVABLE EIGHT CHANNEL : 30-300UL EACH SET | PIPETTE - VARIABLE PIPETTE: MICROPIPETTE, ADJUSTABLE VOLUME, FULLY AUTOCLAVABLE EIGHT CHANNEL : 30-300UL EACH SET
1131 | PIPETTE - VARIABLE PIPETTE: MICROPIPETTE, ADJUSTABLE VOLUME, FULLY AUTOCLAVABLE SINGLE CHANNEL : 01-10UL, SPRING LOADED TIP CONE FOR CONNECTING TIPS VERY TIGHTLY, ADJUSTMENT OPENING FOR ADJUSTING PIPETTES TO A SPECIFIC LIQUID AND VOLUME. CONTROL BUTTON WITH VERY LOW OPERATING FORCE, COLOR INDICATION FOR PIPETTE VOLUME. TIP EJECTOR WITH VERY LOW OPERATING FORCE, POSITIONED FOR PERFECT ERGONOMICS. VOLUME DISPLAY: 4 DIGITS WITH MAGNIFIER. TO PROVIDE THERMAL, MECHANICAL AND CHEMICAL STABILITY PISTON SHOULD MANUFACTURED FROM FORTRO MATERIAL VERY EASY REMOVABLE LOWER PART FOR CLEANING PIPETTE NO DISCOLORATION UPON UV IRRADIATION. CONFIRMATION TO SPECIFICATION MUST - EACH PIPETTE | PIPETTE - VARIABLE PIPETTE: MICROPIPETTE, ADJUSTABLE VOLUME, FULLY AUTOCLAVABLE SINGLE CHANNEL : 01-10UL, SPRING LOADED TIP CONE FOR CONNECTING TIPS VERY TIGHTLY, ADJUSTMENT OPENING FOR ADJUSTING PIPETTES TO A SPECIFIC LIQUID AND VOLUME. CONTROL BUTTON WITH VERY LOW OPERATING FORCE, COLOR INDICATION FOR PIPETTE VOLUME. TIP EJECTOR WITH VERY LOW OPERATING FORCE, POSITIONED FOR PERFECT ERGONOMICS. VOLUME DISPLAY: 4 DIGITS WITH MAGNIFIER. TO PROVIDE THERMAL, MECHANICAL AND CHEMICAL STABILITY PISTON SHOULD MANUFACTURED FROM FORTRO MATERIAL VERY EASY REMOVABLE LOWER PART FOR CLEANING PIPETTE NO DISCOLORATION UPON UV IRRADIATION. CONFIRMATION TO SPECIFICATION MUST - EACH PIPETTE
1132 | PIPETTE - VARIABLE PIPETTE: MICROPIPETTE, ADJUSTABLE VOLUME, FULLY AUTOCLAVABLE SINGLE CHANNEL : 05-50UL SPRING LOADED TIP CONE FOR CONNECTING TIPS VERY TIGHTLY, ADJUSTMENT OPENING FOR ADJUSTING PIPETTES TO A SPECIFIC LIQUID AND VOLUME. CONTROL BUTTON WITH VERY LOW OPERATING FORCE, COLOR INDICATION FOR PIPETTE VOLUME. TIP EJECTOR WITH VERY LOW OPERATING FORCE, POSITIONED FOR PERFECT ERGONOMICS. VOLUME DISPLAY: 4 DIGITS WITH MAGNIFIER. TO PROVIDE THERMAL, MECHANICAL AND CHEMICAL STABILITY PISTON SHOULD MANUFACTURED FROM FORTRO MATERIAL VERY EASY REMOVABLE LOWER PART FOR CLEANING PIPETTE NO DISCOLORATION UPON UV IRRADIATION. CONFIRMATION TO SPECIFICATION MUST - EACH PIPETTE | PIPETTE - VARIABLE PIPETTE: MICROPIPETTE, ADJUSTABLE VOLUME, FULLY AUTOCLAVABLE SINGLE CHANNEL : 05-50UL SPRING LOADED TIP CONE FOR CONNECTING TIPS VERY TIGHTLY, ADJUSTMENT OPENING FOR ADJUSTING PIPETTES TO A SPECIFIC LIQUID AND VOLUME. CONTROL BUTTON WITH VERY LOW OPERATING FORCE, COLOR INDICATION FOR PIPETTE VOLUME. TIP EJECTOR WITH VERY LOW OPERATING FORCE, POSITIONED FOR PERFECT ERGONOMICS. VOLUME DISPLAY: 4 DIGITS WITH MAGNIFIER. TO PROVIDE THERMAL, MECHANICAL AND CHEMICAL STABILITY PISTON SHOULD MANUFACTURED FROM FORTRO MATERIAL VERY EASY REMOVABLE LOWER PART FOR CLEANING PIPETTE NO DISCOLORATION UPON UV IRRADIATION. CONFIRMATION TO SPECIFICATION MUST - EACH PIPETTE
1133 | PIPETTE - VARIABLE PIPETTE: MICROPIPETTE, ADJUSTABLE VOLUME, FULLY AUTOCLAVABLE SINGLE CHANNEL : 100-1000UL SPRING LOADED TIP CONE FOR CONNECTING TIPS VERY TIGHTLY, ADJUSTMENT OPENING FOR ADJUSTING PIPETTES TO A SPECIFIC LIQUID AND VOLUME. CONTROL BUTTON WITH VERY LOW OPERATING FORCE, COLOR INDICATION FOR PIPETTE VOLUME. TIP EJECTOR WITH VERY LOW OPERATING FORCE, POSITIONED FOR PERFECT ERGONOMICS. VOLUME DISPLAY: 4 DIGITS WITH MAGNIFIER. TO PROVIDE THERMAL, MECHANICAL AND CHEMICAL STABILITY PISTON SHOULD MANUFACTURED FROM FORTRO MATERIAL VERY EASY REMOVABLE LOWER PART FOR CLEANING PIPETTE NO DISCOLORATION UPON UV IRRADIATION. CONFIRMATION TO SPECIFICATION MUST - EACH PIPETTE | PIPETTE - VARIABLE PIPETTE: MICROPIPETTE, ADJUSTABLE VOLUME, FULLY AUTOCLAVABLE SINGLE CHANNEL : 100-1000UL SPRING LOADED TIP CONE FOR CONNECTING TIPS VERY TIGHTLY, ADJUSTMENT OPENING FOR ADJUSTING PIPETTES TO A SPECIFIC LIQUID AND VOLUME. CONTROL BUTTON WITH VERY LOW OPERATING FORCE, COLOR INDICATION FOR PIPETTE VOLUME. TIP EJECTOR WITH VERY LOW OPERATING FORCE, POSITIONED FOR PERFECT ERGONOMICS. VOLUME DISPLAY: 4 DIGITS WITH MAGNIFIER. TO PROVIDE THERMAL, MECHANICAL AND CHEMICAL STABILITY PISTON SHOULD MANUFACTURED FROM FORTRO MATERIAL VERY EASY REMOVABLE LOWER PART FOR CLEANING PIPETTE NO DISCOLORATION UPON UV IRRADIATION. CONFIRMATION TO SPECIFICATION MUST - EACH PIPETTE
1134 | PIPETTE - VARIABLE PIPETTE: MICROPIPETTE, ADJUSTABLE VOLUME, FULLY AUTOCLAVABLE SINGLE CHANNEL : 10-100UL SPRING LOADED TIP CONE FOR CONNECTING TIPS VERY TIGHTLY, ADJUSTMENT OPENING FOR ADJUSTING PIPETTES TO A SPECIFIC LIQUID AND VOLUME. CONTROL BUTTON WITH VERY LOW OPERATING FORCE, COLOR INDICATION FOR PIPETTE VOLUME. TIP EJECTOR WITH VERY LOW OPERATING FORCE, POSITIONED FOR PERFECT ERGONOMICS. VOLUME DISPLAY: 4 DIGITS WITH MAGNIFIER. TO PROVIDE THERMAL, MECHANICAL AND CHEMICAL STABILITY PISTON SHOULD MANUFACTURED FROM FORTRO MATERIAL VERY EASY REMOVABLE LOWER PART FOR CLEANING PIPETTE NO DISCOLORATION UPON UV IRRADIATION. CONFIRMATION TO SPECIFICATION MUST - EACH PIPETTE | PIPETTE - VARIABLE PIPETTE: MICROPIPETTE, ADJUSTABLE VOLUME, FULLY AUTOCLAVABLE SINGLE CHANNEL : 10-100UL SPRING LOADED TIP CONE FOR CONNECTING TIPS VERY TIGHTLY, ADJUSTMENT OPENING FOR ADJUSTING PIPETTES TO A SPECIFIC LIQUID AND VOLUME. CONTROL BUTTON WITH VERY LOW OPERATING FORCE, COLOR INDICATION FOR PIPETTE VOLUME. TIP EJECTOR WITH VERY LOW OPERATING FORCE, POSITIONED FOR PERFECT ERGONOMICS. VOLUME DISPLAY: 4 DIGITS WITH MAGNIFIER. TO PROVIDE THERMAL, MECHANICAL AND CHEMICAL STABILITY PISTON SHOULD MANUFACTURED FROM FORTRO MATERIAL VERY EASY REMOVABLE LOWER PART FOR CLEANING PIPETTE NO DISCOLORATION UPON UV IRRADIATION. CONFIRMATION TO SPECIFICATION MUST - EACH PIPETTE
1135 | PIPETTE - VARIABLE PIPETTE: MICROPIPETTE, ADJUSTABLE VOLUME, FULLY AUTOCLAVABLE SINGLE CHANNEL : 20-200UL SPRING LOADED TIP CONE FOR CONNECTING TIPS VERY TIGHTLY, ADJUSTMENT OPENING FOR ADJUSTING PIPETTES TO A SPECIFIC LIQUID AND VOLUME. CONTROL BUTTON WITH VERY LOW OPERATING FORCE, COLOR INDICATION FOR PIPETTE VOLUME. TIP EJECTOR WITH VERY LOW OPERATING FORCE, POSITIONED FOR PERFECT ERGONOMICS. VOLUME DISPLAY: 4 DIGITS WITH MAGNIFIER. TO PROVIDE THERMAL, MECHANICAL AND CHEMICAL STABILITY PISTON SHOULD MANUFACTURED FROM FORTRO MATERIAL VERY EASY REMOVABLE LOWER PART FOR CLEANING PIPETTE NO DISCOLORATION UPON UV IRRADIATION. CONFIRMATION TO SPECIFICATION MUST - EACH PIPETTE | PIPETTE - VARIABLE PIPETTE: MICROPIPETTE, ADJUSTABLE VOLUME, FULLY AUTOCLAVABLE SINGLE CHANNEL : 20-200UL SPRING LOADED TIP CONE FOR CONNECTING TIPS VERY TIGHTLY, ADJUSTMENT OPENING FOR ADJUSTING PIPETTES TO A SPECIFIC LIQUID AND VOLUME. CONTROL BUTTON WITH VERY LOW OPERATING FORCE, COLOR INDICATION FOR PIPETTE VOLUME. TIP EJECTOR WITH VERY LOW OPERATING FORCE, POSITIONED FOR PERFECT ERGONOMICS. VOLUME DISPLAY: 4 DIGITS WITH MAGNIFIER. TO PROVIDE THERMAL, MECHANICAL AND CHEMICAL STABILITY PISTON SHOULD MANUFACTURED FROM FORTRO MATERIAL VERY EASY REMOVABLE LOWER PART FOR CLEANING PIPETTE NO DISCOLORATION UPON UV IRRADIATION. CONFIRMATION TO SPECIFICATION MUST - EACH PIPETTE
1136 | PIPETTE - Variable volume micropipette - 8-Channel- 0.5-10ul (Must be adjustable minimum 2 decimal places, Fully Autoclavable, the micropipette should be made of mechanically durable and chemically resistant materials it can be sterilized at 121°C, 15 psi for 10-15 minutes.) - 1 NOS | PIPETTE - VARIABLE VOLUME MICROPIPETTE - 8-CHANNEL- 0.5-10UL (MUST BE ADJUSTABLE MINIMUM 2 DECIMAL PLACES, FULLY AUTOCLAVABLE, THE MICROPIPETTE SHOULD BE MADE OF MECHANICALLY DURABLE AND CHEMICALLY RESISTANT MATERIALS IT CAN BE STERILIZED AT 121°C, 15 PSI FOR 10-15 MINUTES.) - 1 NOS
1137 | PIPETTE - Variable volume micropipette - 8-Channel- 20-200 ul (Must be adjustable minimum 1 decimal places, Fully Autoclavable, the micropipette should be made of mechanically durable and chemically resistant materials it can be sterilized at 121°C, 15 psi for 10-15 minutes.) - 1 NOS | PIPETTE - VARIABLE VOLUME MICROPIPETTE - 8-CHANNEL- 20-200 UL (MUST BE ADJUSTABLE MINIMUM 1 DECIMAL PLACES, FULLY AUTOCLAVABLE, THE MICROPIPETTE SHOULD BE MADE OF MECHANICALLY DURABLE AND CHEMICALLY RESISTANT MATERIALS IT CAN BE STERILIZED AT 121°C, 15 PSI FOR 10-15 MINUTES.) - 1 NOS
1138 | PIPETTE - Variable volume micropipette - Single channel- 100-1000 ul (Fully Autoclavable, the micropipette should be made of mechanically durable and chemically resistant materials it can be sterilized at 121°C, 15 psi for 10-15 minutes.) - 1 NOS | PIPETTE - VARIABLE VOLUME MICROPIPETTE - SINGLE CHANNEL- 100-1000 UL (FULLY AUTOCLAVABLE, THE MICROPIPETTE SHOULD BE MADE OF MECHANICALLY DURABLE AND CHEMICALLY RESISTANT MATERIALS IT CAN BE STERILIZED AT 121°C, 15 PSI FOR 10-15 MINUTES.) - 1 NOS
1139 | PIPETTE - Variable volume micropipette - Single channel- 0.1-2.5 ul (Must be adjustable minimum 3 decimal places, Fully Autoclavable, the micropipette should be made of mechanically durable and chemically resistant materials it can be sterilized at 121°C, 15 psi for 10-15 minutes.) - 1 NOS | PIPETTE - VARIABLE VOLUME MICROPIPETTE - SINGLE CHANNEL- 0.1-2.5 UL (MUST BE ADJUSTABLE MINIMUM 3 DECIMAL PLACES, FULLY AUTOCLAVABLE, THE MICROPIPETTE SHOULD BE MADE OF MECHANICALLY DURABLE AND CHEMICALLY RESISTANT MATERIALS IT CAN BE STERILIZED AT 121°C, 15 PSI FOR 10-15 MINUTES.) - 1 NOS
1140 | PIPETTE - Variable volume micropipette - Single channel- 0.5-10 ul (Must be adjustable minimum 2 decimal places, Fully Autoclavable, the micropipette should be made of mechanically durable and chemically resistant materials it can be sterilized at 121°C, 15 psi for 10-15 minutes.) - 1 NOS | PIPETTE - VARIABLE VOLUME MICROPIPETTE - SINGLE CHANNEL- 0.5-10 UL (MUST BE ADJUSTABLE MINIMUM 2 DECIMAL PLACES, FULLY AUTOCLAVABLE, THE MICROPIPETTE SHOULD BE MADE OF MECHANICALLY DURABLE AND CHEMICALLY RESISTANT MATERIALS IT CAN BE STERILIZED AT 121°C, 15 PSI FOR 10-15 MINUTES.) - 1 NOS
1141 | PIPETTE - Variable volume micropipette - Single channel- 20-200 ul (Must be adjustable minimum 1 decimal places, Fully Autoclavable, the micropipette should be made of mechanically durable and chemically resistant materials it can be sterilized at 121°C, 15 psi for 10-15 minutes.) - 1 NOS | PIPETTE - VARIABLE VOLUME MICROPIPETTE - SINGLE CHANNEL- 20-200 UL (MUST BE ADJUSTABLE MINIMUM 1 DECIMAL PLACES, FULLY AUTOCLAVABLE, THE MICROPIPETTE SHOULD BE MADE OF MECHANICALLY DURABLE AND CHEMICALLY RESISTANT MATERIALS IT CAN BE STERILIZED AT 121°C, 15 PSI FOR 10-15 MINUTES.) - 1 NOS
1142 | PIPETTE - Variable volume micropipette - Single channel- 2-20 ul (Must be adjustable minimum 2 decimal places, Fully Autoclavable, the micropipette should be made of mechanically durable and chemically resistant materials it can be sterilized at 121°C, 15 psi for 10-15 minutes.) - 1 NOS | PIPETTE - VARIABLE VOLUME MICROPIPETTE - SINGLE CHANNEL- 2-20 UL (MUST BE ADJUSTABLE MINIMUM 2 DECIMAL PLACES, FULLY AUTOCLAVABLE, THE MICROPIPETTE SHOULD BE MADE OF MECHANICALLY DURABLE AND CHEMICALLY RESISTANT MATERIALS IT CAN BE STERILIZED AT 121°C, 15 PSI FOR 10-15 MINUTES.) - 1 NOS
1143 | PLASTIC CASSETTES FOR AUTOMATIC TISSUE PROCESSER – 500 ML | PLASTIC CASSETTES FOR AUTOMATIC TISSUE PROCESSER – 500 ML
1144 | PLASTICS BACKET WITH LID – 16 L /18 L PACK SIZE- EACH PCS | PLASTICS BACKET WITH LID – 16 L /18 L PACK SIZE- EACH PCS
1145 | PLASTICS CONTAINER WITH LID – 02 L /03 L / 04 L PACK SIZE- EACH PCS | PLASTICS CONTAINER WITH LID – 02 L /03 L / 04 L PACK SIZE- EACH PCS
1146 | PLATE - ELISA PLATE 96 WELL | PLATE - ELISA PLATE 96 WELL
1147 | PLATE - MICROTITRE PLATE WITH LID 96 WELL FLAT BOTTOM | PLATE - MICROTITRE PLATE WITH LID 96 WELL FLAT BOTTOM
1148 | PLATE - MICROTITRE PLATE WITH LID 96 WELL ROUND BOTTOM | PLATE - MICROTITRE PLATE WITH LID 96 WELL ROUND BOTTOM
1149 | PLATE COUNT AGAR - 500 GM | PLATE COUNT AGAR - 500 GM
1150 | Plate roller - Sealing wedge or roller to be used to seal the plate - 1 NOS | PLATE ROLLER - SEALING WEDGE OR ROLLER TO BE USED TO SEAL THE PLATE - 1 NOS
1151 | POATATO DEXTROSE (PDA) AGAR - 500 GM | POATATO DEXTROSE (PDA) AGAR - 500 GM
1152 | POIVCEU RED STAINING SOLUTION 500 ML | POIVCEU RED STAINING SOLUTION 500 ML
1153 | POLLYF (CEMENT) - 500 ML | POLLYF (CEMENT) - 500 ML
1154 | Poly(A) Polymerase Tailing Kit - 50 REACTION | POLY(A) POLYMERASE TAILING KIT - 50 REACTION
1155 | POLYCLONAL RABBIT ANTI-HUMAN C1Q COMPLEMENT/FITC - ONE KIT(2ML CONCENTRATED) (THE REAGENT SHOULD BE USED FOR DEMONSTRATION OF HUMAN C1Q IN TISSUES, AND MAY ALSO BE USED FOR OTHER IMMUNOFLUORESCENCE TECHNIQUES. THE ANTI-HUMAN C1Q COMPLEMENT CONJUGATE SHOULD BE PREPARED FROM A PURIFIED IMMUNOGLOBULIN FRACTION OF RABBIT ANTISERUM. PROTEIN CONCENTRATION MUST BE LABELED IN G/L. ANTIBODY TITRE MUST BE SO THAT IT COULD PROVIDE F/P RATIO: E495 NM/E278 NM = 0.65 ± 0.05 CORRESPONDING TO A MOLAR FITC/PROTEIN RATIO OF >2.0. IT SHOULD BE COMPATIBLE FOR FROZEN SECTION AND PARAFFIN EMBEDDED TISSUES. SHOULD HAVE HIGH SENSITIVITY AND SPECIFICITY. THE SHELF LIFE MUST BE 7-9 MONTHS AT THE TIME OF DELIVERY. THE ANTIBODY SHOULD BE COMPATIBLE WITH MANUAL AND AUTOMATED SYSTEM. DEMONSTRATION SHOULD BE PERFORMED BEFORE SUPPLY OF PURCHASE ORDER.) | POLYCLONAL RABBIT ANTI-HUMAN C1Q COMPLEMENT/FITC - ONE KIT(2ML CONCENTRATED) (THE REAGENT SHOULD BE USED FOR DEMONSTRATION OF HUMAN C1Q IN TISSUES, AND MAY ALSO BE USED FOR OTHER IMMUNOFLUORESCENCE TECHNIQUES. THE ANTI-HUMAN C1Q COMPLEMENT CONJUGATE SHOULD BE PREPARED FROM A PURIFIED IMMUNOGLOBULIN FRACTION OF RABBIT ANTISERUM. PROTEIN CONCENTRATION MUST BE LABELED IN G/L. ANTIBODY TITRE MUST BE SO THAT IT COULD PROVIDE F/P RATIO: E495 NM/E278 NM = 0.65 ± 0.05 CORRESPONDING TO A MOLAR FITC/PROTEIN RATIO OF >2.0. IT SHOULD BE COMPATIBLE FOR FROZEN SECTION AND PARAFFIN EMBEDDED TISSUES. SHOULD HAVE HIGH SENSITIVITY AND SPECIFICITY. THE SHELF LIFE MUST BE 7-9 MONTHS AT THE TIME OF DELIVERY. THE ANTIBODY SHOULD BE COMPATIBLE WITH MANUAL AND AUTOMATED SYSTEM. DEMONSTRATION SHOULD BE PERFORMED BEFORE SUPPLY OF PURCHASE ORDER.)
1156 | POLYCLONAL RABBIT ANTI-HUMAN C3 COMPLEMENT/FITC - ONE KIT(2ML CONCENTRATED) (THE REAGENT SHOULD BE USED FOR DEMONSTRATION OF COMPLEMENT C3 IN TISSUES, AND MAY ALSO BE USED FOR OTHER IMMUNOFLUORESCENCE TECHNIQUES. THE COMPLEMENT C3 CONJUGATE SHOULD BE PREPARED FROM A PURIFIED IMMUNOGLOBULIN FRACTION OF RABBIT ANTISERUM CONJUGATED WITH FLUORESCEIN ISOTHIOCYANATE ISOMER 1. PROTEIN CONCENTRATION MUST BE LABELED IN G/L. ANTIBODY TITRE MUST BE SO THAT IT COULD PROVIDE F/P RATIO: E495 NM/E278 NM = 0.65 ± 0.05 CORRESPONDING TO A MOLAR FITC/PROTEIN RATIO OF >2.0. THE ANTIBODY SHOULD REACT WITH HUMAN C3 C PART OF C3 AND C3B. IT SHOULD BE COMPATIBLE FOR FROZEN SECTION AND PARAFFIN EMBEDDED TISSUES. SHOULD HAVE HIGH SENSITIVITY AND SPECIFICITY.) | POLYCLONAL RABBIT ANTI-HUMAN C3 COMPLEMENT/FITC - ONE KIT(2ML CONCENTRATED) (THE REAGENT SHOULD BE USED FOR DEMONSTRATION OF COMPLEMENT C3 IN TISSUES, AND MAY ALSO BE USED FOR OTHER IMMUNOFLUORESCENCE TECHNIQUES. THE COMPLEMENT C3 CONJUGATE SHOULD BE PREPARED FROM A PURIFIED IMMUNOGLOBULIN FRACTION OF RABBIT ANTISERUM CONJUGATED WITH FLUORESCEIN ISOTHIOCYANATE ISOMER 1. PROTEIN CONCENTRATION MUST BE LABELED IN G/L. ANTIBODY TITRE MUST BE SO THAT IT COULD PROVIDE F/P RATIO: E495 NM/E278 NM = 0.65 ± 0.05 CORRESPONDING TO A MOLAR FITC/PROTEIN RATIO OF >2.0. THE ANTIBODY SHOULD REACT WITH HUMAN C3 C PART OF C3 AND C3B. IT SHOULD BE COMPATIBLE FOR FROZEN SECTION AND PARAFFIN EMBEDDED TISSUES. SHOULD HAVE HIGH SENSITIVITY AND SPECIFICITY.)
1157 | POLYCLONAL RABBIT ANTI-HUMAN FIBRINOGEN/FITC - ONE KIT (2ML CONCENTRATED) (THE REAGENT IS INTENDED FOR DEMONSTRATION OF HUMAN FIBRINOGEN IN TISSUES, AND MAY ALSO BE USED FOR OTHER IMMUNOFLUORESCENCE TECHNIQUES. THE FIBRINOGEN CONJUGATE SHOULD BE PREPARED FROM A PURIFIED PROTEIN FRACTION OF RABBIT ANTISERUM. PROTEIN CONCENTRATION MUST BE LABELED IN G/L. ANTIBODY TITRE MUST BE SO THAT IT COULD PROVIDE F/P RATIO: E495 NM/E278 NM = 0.65 ± 0.05 CORRESPONDING TO A MOLAR FITC/PROTEIN RATIO OF >2.0. IT SHOULD BE COMPATIBLE FOR FROZEN SECTION AND PARAFFIN EMBEDDED TISSUES. SHOULD HAVE HIGH SENSITIVITY AND SPECIFICITY. THE SHELF LIFE MUST BE 7-9 MONTHS AT THE TIME OF DELIVERY. THE ANTIBODY SHOULD BE COMPATIBLE WITH MANUAL AND AUTOMATED SYSTEM. DEMONSTRATION SHOULD BE PERFORMED BEFORE SUPPLY OF PURCHASE ORDER.) | POLYCLONAL RABBIT ANTI-HUMAN FIBRINOGEN/FITC - ONE KIT (2ML CONCENTRATED) (THE REAGENT IS INTENDED FOR DEMONSTRATION OF HUMAN FIBRINOGEN IN TISSUES, AND MAY ALSO BE USED FOR OTHER IMMUNOFLUORESCENCE TECHNIQUES. THE FIBRINOGEN CONJUGATE SHOULD BE PREPARED FROM A PURIFIED PROTEIN FRACTION OF RABBIT ANTISERUM. PROTEIN CONCENTRATION MUST BE LABELED IN G/L. ANTIBODY TITRE MUST BE SO THAT IT COULD PROVIDE F/P RATIO: E495 NM/E278 NM = 0.65 ± 0.05 CORRESPONDING TO A MOLAR FITC/PROTEIN RATIO OF >2.0. IT SHOULD BE COMPATIBLE FOR FROZEN SECTION AND PARAFFIN EMBEDDED TISSUES. SHOULD HAVE HIGH SENSITIVITY AND SPECIFICITY. THE SHELF LIFE MUST BE 7-9 MONTHS AT THE TIME OF DELIVERY. THE ANTIBODY SHOULD BE COMPATIBLE WITH MANUAL AND AUTOMATED SYSTEM. DEMONSTRATION SHOULD BE PERFORMED BEFORE SUPPLY OF PURCHASE ORDER.)
1158 | POLYCLONAL RABBIT ANTI-HUMAN IGA/FITC - ONE KIT(2ML CONCENTRATED) (THE REAGENT IS INTENDED FOR DEMONSTRATION OF HUMAN IMMUNOGLOBULINS IN TISSUES, AND MAY ALSO BE USED FOR OTHER IMMUNOFLUORESCENCE TECHNIQUES. THE ANTI-HUMAN IGA CONJUGATE SHOULD BE PREPARED FROM A PURIFIED IMMUNOGLOBULIN FRACTION OF RABBIT ANTISERUM. PROTEIN CONCENTRATION MUST BE LABELED IN G/L. ANTIBODY TITRE MUST BE SO THAT IT COULD PROVIDE F/P RATIO: E495 NM/E278 NM = 0.65 ± 0.05 CORRESPONDING TO A MOLAR FITC/PROTEIN RATIO OF >2.0. IT SHOULD BE COMPATIBLE FOR FROZEN SECTION AND PARAFFIN EMBEDDED TISSUES. SHOULD HAVE HIGH SENSITIVITY AND SPECIFICITY. THE SHELF LIFE MUST BE 7-9 MONTHS AT THE TIME OF DELIVERY. THE ANTIBODY SHOULD BE COMPATIBLE WITH MANUAL AND AUTOMATED SYSTEM. DEMONSTRATION SHOULD BE PERFORMED BEFORE SUPPLY OF PURCHASE ORDER.) | POLYCLONAL RABBIT ANTI-HUMAN IGA/FITC - ONE KIT(2ML CONCENTRATED) (THE REAGENT IS INTENDED FOR DEMONSTRATION OF HUMAN IMMUNOGLOBULINS IN TISSUES, AND MAY ALSO BE USED FOR OTHER IMMUNOFLUORESCENCE TECHNIQUES. THE ANTI-HUMAN IGA CONJUGATE SHOULD BE PREPARED FROM A PURIFIED IMMUNOGLOBULIN FRACTION OF RABBIT ANTISERUM. PROTEIN CONCENTRATION MUST BE LABELED IN G/L. ANTIBODY TITRE MUST BE SO THAT IT COULD PROVIDE F/P RATIO: E495 NM/E278 NM = 0.65 ± 0.05 CORRESPONDING TO A MOLAR FITC/PROTEIN RATIO OF >2.0. IT SHOULD BE COMPATIBLE FOR FROZEN SECTION AND PARAFFIN EMBEDDED TISSUES. SHOULD HAVE HIGH SENSITIVITY AND SPECIFICITY. THE SHELF LIFE MUST BE 7-9 MONTHS AT THE TIME OF DELIVERY. THE ANTIBODY SHOULD BE COMPATIBLE WITH MANUAL AND AUTOMATED SYSTEM. DEMONSTRATION SHOULD BE PERFORMED BEFORE SUPPLY OF PURCHASE ORDER.)
1159 | POLYCLONAL RABBIT ANTI-HUMAN IGM/FITC – ONE KIT(2ML CONCENTRATED) (THE REAGENT IS INTENDED FOR DEMONSTRATION OF HUMAN IMMUNOGLOBULINS IN TISSUES, AND MAY ALSO BE USED FOR OTHER IMMUNOFLUORESCENCE TECHNIQUES. THE ANTI-HUMAN IGM CONJUGATE SHOULD BE PREPARED FROM A PURIFIED IMMUNOGLOBULIN FRACTION OF RABBIT ANTISERUM. PROTEIN CONCENTRATION MUST BE LABELED IN G/L. ANTIBODY TITRE MUST BE SO THAT IT COULD PROVIDE F/P RATIO: E495 NM/E278 NM = 0.65 ± 0.05 CORRESPONDING TO A MOLAR FITC/PROTEIN RATIO OF >2.0. IT SHOULD BE COMPATIBLE FOR FROZEN SECTION AND PARAFFIN EMBEDDED TISSUES. SHOULD HAVE HIGH SENSITIVITY AND SPECIFICITY. THE SHELF LIFE MUST BE 7-9 MONTHS AT THE TIME OF DELIVERY. THE ANTIBODY SHOULD BE COMPATIBLE WITH MANUAL AND AUTOMATED SYSTEM. DEMONSTRATION SHOULD BE PERFORMED BEFORE SUPPLY OF PURCHASE ORDER. | POLYCLONAL RABBIT ANTI-HUMAN IGM/FITC – ONE KIT(2ML CONCENTRATED) (THE REAGENT IS INTENDED FOR DEMONSTRATION OF HUMAN IMMUNOGLOBULINS IN TISSUES, AND MAY ALSO BE USED FOR OTHER IMMUNOFLUORESCENCE TECHNIQUES. THE ANTI-HUMAN IGM CONJUGATE SHOULD BE PREPARED FROM A PURIFIED IMMUNOGLOBULIN FRACTION OF RABBIT ANTISERUM. PROTEIN CONCENTRATION MUST BE LABELED IN G/L. ANTIBODY TITRE MUST BE SO THAT IT COULD PROVIDE F/P RATIO: E495 NM/E278 NM = 0.65 ± 0.05 CORRESPONDING TO A MOLAR FITC/PROTEIN RATIO OF >2.0. IT SHOULD BE COMPATIBLE FOR FROZEN SECTION AND PARAFFIN EMBEDDED TISSUES. SHOULD HAVE HIGH SENSITIVITY AND SPECIFICITY. THE SHELF LIFE MUST BE 7-9 MONTHS AT THE TIME OF DELIVERY. THE ANTIBODY SHOULD BE COMPATIBLE WITH MANUAL AND AUTOMATED SYSTEM. DEMONSTRATION SHOULD BE PERFORMED BEFORE SUPPLY OF PURCHASE ORDER.
1160 | POLYETHYLENE GLYCOL 6000 - 500 GM | POLYETHYLENE GLYCOL 6000 - 500 GM
1161 | POLY-L-LYSINE - 100ML SOLUTION. 0.1% (W/V) IN H20 P8920 | POLY-L-LYSINE - 100ML SOLUTION. 0.1% (W/V) IN H20 P8920
1162 | POLYMERIC BIGUANIDE HYDROCHLORIDE INHOUSE GREATED THEN 10% ALKYLE DIMETHYLE BENZYLE AMMONIUM CHLORIDE AND DIDECYLE DIMETHYLE AMMONIUM CHLORIDE IN HOUSE GREATER THEN 10% QUANTATIVE NONPOROUS SURFACE TEST FOR THE EVOLUTION OF BACTERICIDAL AND OR FUNGICIAL ANTVITY OF CHEMICALS - 1 LTR | POLYMERIC BIGUANIDE HYDROCHLORIDE INHOUSE GREATED THEN 10% ALKYLE DIMETHYLE BENZYLE AMMONIUM CHLORIDE AND DIDECYLE DIMETHYLE AMMONIUM CHLORIDE IN HOUSE GREATER THEN 10% QUANTATIVE NONPOROUS SURFACE TEST FOR THE EVOLUTION OF BACTERICIDAL AND OR FUNGICIAL ANTVITY OF CHEMICALS - 1 LTR
1163 | POLYMERIC BIGUNIDE HYDROCHOLIDE 10 % ALKYL DIMETHYLE BENZYL AMMONIUM CHLORIDE AND DODECYL DIMETHYLE AMMONIUM - 1 LTR | POLYMERIC BIGUNIDE HYDROCHOLIDE 10 % ALKYL DIMETHYLE BENZYL AMMONIUM CHLORIDE AND DODECYL DIMETHYLE AMMONIUM - 1 LTR
1164 | Polystyrene Cuvettes and magnetic stirrers bars for coagulometry machine Hemostar XF 1.0/2.0 Pack size - 100 Units | POLYSTYRENE CUVETTES AND MAGNETIC STIRRERS BARS FOR COAGULOMETRY MACHINE HEMOSTAR XF 1.0/2.0 PACK SIZE - 100 UNITS
1165 | POSACONAZOLE (MIC E TEST STRIP) 1 X 10 STRIP EACH PACK | POSACONAZOLE (MIC E TEST STRIP) 1 X 10 STRIP EACH PACK
1166 | POSACONAZOLE MIC E-STRIP - 1 X 10 STRIP EACH PACK | POSACONAZOLE MIC E-STRIP - 1 X 10 STRIP EACH PACK
1167 | POSACONAZOLE POWDER (SOLUBILIZED POWDER, Γ-IRRADIATED ) 1 mg | POSACONAZOLE POWDER (SOLUBILIZED POWDER, Γ-IRRADIATED ) 1 MG
1168 | POSITIVELY CHARGE SLIDES & POSITIVELY CHARGE SLIDES- HYDROPHILIC | POSITIVELY CHARGE SLIDES & POSITIVELY CHARGE SLIDES- HYDROPHILIC
1169 | POT - URINARY URINE COLLECTOR – MATERIAL PLASTIC COLOUR - BLUE/ WHITE CLOSURE TYPE - SCREW PATTERN - SOLID CAPACITY - 50 ml PRODUCT DIMENSIONS - 8W X 5H CENTIMETERS SHAPE - ROUND | POT - URINARY URINE COLLECTOR – MATERIAL PLASTIC COLOUR - BLUE/ WHITE CLOSURE TYPE - SCREW PATTERN - SOLID CAPACITY - 50 ML PRODUCT DIMENSIONS - 8W X 5H CENTIMETERS SHAPE - ROUND
1170 | POTASSIUM CARBONATE (KHCO3) - 500 GM | POTASSIUM CARBONATE (KHCO3) - 500 GM
1171 | POTASSIUM CHLORIDE (KCL) 500 GM (REAGENTPLUS®, ≥99.0%) | POTASSIUM CHLORIDE (KCL) 500 GM (REAGENTPLUS®, ≥99.0%)
1172 | POTASSIUM CITRATE - 500 GM | POTASSIUM CITRATE - 500 GM
1173 | POTASSIUM DICHROMATE (POWDER) - 500 GM | POTASSIUM DICHROMATE (POWDER) - 500 GM
1174 | POTASSIUM DIHYDROGEN DIPHOSPHATE - 5 KG [ POTASSIUM PO4 MONO BASIC ) ASSAY ( AFTER DRYING ) = 99.0 - 101.0 % PH ( 5 % AQUEOUS ) = 4.1 - 4.5 MAXIMUM LIMITS OF IMPURITIES -- • CHLORIDE = 0.01 % • SULPHATE = 0.05 % • IRON = 0.002 % • HEAVY METALS ( PB ) = 0.002 % • SODIUM ( NA ) = 0.2 % | POTASSIUM DIHYDROGEN DIPHOSPHATE - 5 KG [ POTASSIUM PO4 MONO BASIC ) ASSAY ( AFTER DRYING ) = 99.0 - 101.0 % PH ( 5 % AQUEOUS ) = 4.1 - 4.5 MAXIMUM LIMITS OF IMPURITIES -- • CHLORIDE = 0.01 % • SULPHATE = 0.05 % • IRON = 0.002 % • HEAVY METALS ( PB ) = 0.002 % • SODIUM ( NA ) = 0.2 %
1175 | POTASSIUM DIHYDROGEN ORTHOPHOSPHATE - 500 GM | POTASSIUM DIHYDROGEN ORTHOPHOSPHATE - 500 GM
1176 | POTASSIUM DIHYDROGEN PHOSPHATE 500 GM | POTASSIUM DIHYDROGEN PHOSPHATE 500 GM
1177 | POTASSIUM DIHYDROGEN PHOSPHATE GR (KH2PO4)- 500 GM | POTASSIUM DIHYDROGEN PHOSPHATE GR (KH2PO4)- 500 GM
1178 | POTASSIUM FERROCYANIDE 2% - 500 ML | POTASSIUM FERROCYANIDE 2% - 500 ML
1179 | POTASSIUM PERIODATE - 100 GM | POTASSIUM PERIODATE - 100 GM
1180 | POTASSIUM PERMANGANATE (ACIDIFIED) - 100 ML | POTASSIUM PERMANGANATE (ACIDIFIED) - 100 ML
1181 | POTASSIUM PHOSPHATE DI-BASIC (K2HPO4) (250G) (BIOULTRA, FOR MOLECULAR BIOLOGY, ≥99.0%) | POTASSIUM PHOSPHATE DI-BASIC (K2HPO4) (250G) (BIOULTRA, FOR MOLECULAR BIOLOGY, ≥99.0%)
1182 | POTASSIUM PHOSPHATE MONOBASIC(KH2PO4) - 500GM (ACS REAGENT, ≥98%) | POTASSIUM PHOSPHATE MONOBASIC(KH2PO4) - 500GM (ACS REAGENT, ≥98%)
1183 | POTASSIUM SODIUM TART RATE - 500 GM | POTASSIUM SODIUM TART RATE - 500 GM
1184 | POTASSIUM THIONATE 100 GM | POTASSIUM THIONATE 100 GM
1185 | POTATO DEXTROSE AGAR WITH CHLORAMPHENICOL - 500 GM | POTATO DEXTROSE AGAR WITH CHLORAMPHENICOL - 500 GM
1186 | Povidone-Iodine IP 7.5 % w/v (equivalent to 0.75 % w/v available Iodine) 0-10% ammonium nonoxynol sulfate, 0-10% Glycerol, 0-10% sodium lauryl sulfate, 0-10% sodium phosphate dibasic, 0-10% hydroxyethylcellulose, 0-10% potassium iodide, >20% water with Emollient & moisturiser - 500 ML BOTTLE | POVIDONE-IODINE IP 7.5 % W/V (EQUIVALENT TO 0.75 % W/V AVAILABLE IODINE) 0-10% AMMONIUM NONOXYNOL SULFATE, 0-10% GLYCEROL, 0-10% SODIUM LAURYL SULFATE, 0-10% SODIUM PHOSPHATE DIBASIC, 0-10% HYDROXYETHYLCELLULOSE, 0-10% POTASSIUM IODIDE, >20% WATER WITH EMOLLIENT & MOISTURISER - 500 ML BOTTLE
1187 | Pre albumin (Immunoturbidimetric method compatible in EM-360 biochemistry analyzer) – 100 ML | PRE ALBUMIN (IMMUNOTURBIDIMETRIC METHOD COMPATIBLE IN EM-360 BIOCHEMISTRY ANALYZER) – 100 ML
1188 | Prealbumin calibrator (compatible with for fully automated EM-360 biochemistry analyzer) – 1 ML | PREALBUMIN CALIBRATOR (COMPATIBLE WITH FOR FULLY AUTOMATED EM-360 BIOCHEMISTRY ANALYZER) – 1 ML
1189 | Prealbumin control (compatible with for fully automated EM-360 biochemistry analyzer) – 1 ML | PREALBUMIN CONTROL (COMPATIBLE WITH FOR FULLY AUTOMATED EM-360 BIOCHEMISTRY ANALYZER) – 1 ML
1190 | PREGNANCY TEST KIT (UPT) Each Test | PREGNANCY TEST KIT (UPT) EACH TEST
1191 | Primer (100 oligonucleotides, average- 22b/oligo) (Primer (100 oligonucleotides, average- 22b/oligo)) - 1 NOS | PRIMER (100 OLIGONUCLEOTIDES, AVERAGE- 22B/OLIGO) (PRIMER (100 OLIGONUCLEOTIDES, AVERAGE- 22B/OLIGO)) - 1 NOS
1192 | PRINTER ROLL – 50 MM X 30 MM PACK SIZE – EACH ROLL | PRINTER ROLL – 50 MM X 30 MM PACK SIZE – EACH ROLL
1193 | Procalcitonin control (level 1 & level 2) compatible with fully automated biochemistry/immunoassay analyzer Bidder should have peer group data of multiple equipments. Pack Size – 1 ml | PROCALCITONIN CONTROL (LEVEL 1 & LEVEL 2) COMPATIBLE WITH FULLY AUTOMATED BIOCHEMISTRY/IMMUNOASSAY ANALYZER BIDDER SHOULD HAVE PEER GROUP DATA OF MULTIPLE EQUIPMENTS. PACK SIZE – 1 ML
1194 | Procalcitonin control level 1 (compatible with for fully automated EM-360 biochemistry analyzer) - 1 ML | PROCALCITONIN CONTROL LEVEL 1 (COMPATIBLE WITH FOR FULLY AUTOMATED EM-360 BIOCHEMISTRY ANALYZER) - 1 ML
1195 | Procalcitonin control level 2 (compatible with for fully automated EM-360 biochemistry analyzer) – 1 ML | PROCALCITONIN CONTROL LEVEL 2 (COMPATIBLE WITH FOR FULLY AUTOMATED EM-360 BIOCHEMISTRY ANALYZER) – 1 ML
1196 | Procalitonin kit with calibrator (compatible with for fully automated EM-360 biochemistry analyzer) - 100 ML | PROCALITONIN KIT WITH CALIBRATOR (COMPATIBLE WITH FOR FULLY AUTOMATED EM-360 BIOCHEMISTRY ANALYZER) - 100 ML
1197 | Progesterone control (level 1 & level 2) compatible with fully automated biochemistry/immunoassay analyzer Bidder should have peer group data of multiple equipments. Pack Size – 1 ml | PROGESTERONE CONTROL (LEVEL 1 & LEVEL 2) COMPATIBLE WITH FULLY AUTOMATED BIOCHEMISTRY/IMMUNOASSAY ANALYZER BIDDER SHOULD HAVE PEER GROUP DATA OF MULTIPLE EQUIPMENTS. PACK SIZE – 1 ML
1198 | PROGESTONE RECEPTOR - 3 ML | PROGESTONE RECEPTOR - 3 ML
1199 | Prolactin control (level 1 & level 2) compatible with fully automated biochemistry/immunoassay analyzer Bidder should have peer group data of multiple equipments. Pack Size – 1 ml | PROLACTIN CONTROL (LEVEL 1 & LEVEL 2) COMPATIBLE WITH FULLY AUTOMATED BIOCHEMISTRY/IMMUNOASSAY ANALYZER BIDDER SHOULD HAVE PEER GROUP DATA OF MULTIPLE EQUIPMENTS. PACK SIZE – 1 ML
1200 | PROTEASE INHIBITOR - EACH | PROTEASE INHIBITOR - EACH
1201 | PROTEIN KIT - 250 ML | PROTEIN KIT - 250 ML
1202 | PROTEIN MW-MARKER - EACH | PROTEIN MW-MARKER - EACH
1203 | PROTEIN, RUST, COFFEE AND INK SPOTTING KIT - EACH | PROTEIN, RUST, COFFEE AND INK SPOTTING KIT - EACH
1204 | PROTEINASE K (POWDER)- 100MG (100MG POWDER, TO BE USED IN DNA ISOLATION, MOLECULAR BIOLOGY USE ONLY, SOURCE FROM- PICHIA PASTORIS OR TRITIRACHIUM ALBUM- ACTIVITY UNIT PER MG- ≥30 ) | PROTEINASE K (POWDER)- 100MG (100MG POWDER, TO BE USED IN DNA ISOLATION, MOLECULAR BIOLOGY USE ONLY, SOURCE FROM- PICHIA PASTORIS OR TRITIRACHIUM ALBUM- ACTIVITY UNIT PER MG- ≥30 )
1205 | Proteinase-K -100 mg powder, to be used in DNA isolation, Molecular biology use only, Source-Tritirachium album | PROTEINASE-K -100 MG POWDER, TO BE USED IN DNA ISOLATION, MOLECULAR BIOLOGY USE ONLY, SOURCE-TRITIRACHIUM ALBUM
1206 | PROTEOLYTIC ENZYMATIC CLEANER - 100 ML | PROTEOLYTIC ENZYMATIC CLEANER - 100 ML
1207 | PROTEOLYTIC ENZYME (PROTEAS ) , INSTRUMENT COMPATIBILITY 1 LTRS | PROTEOLYTIC ENZYME (PROTEAS ) , INSTRUMENT COMPATIBILITY 1 LTRS
1208 | PROTEUS MIRABILIS - 250 Disc | PROTEUS MIRABILIS - 250 DISC
1209 | PRULIFLOXACIN (ANTIBIOTIC DISC) 10MCG (250 DISC) | PRULIFLOXACIN (ANTIBIOTIC DISC) 10MCG (250 DISC)
1210 | PRUSSIAN BLUE - 500 ML | PRUSSIAN BLUE - 500 ML
1211 | PSA - 1 ML | PSA - 1 ML
1212 | PSA STAIN 100 ML | PSA STAIN 100 ML
1213 | PSEUDOMONAS AERUGINOSA - 250 GM | PSEUDOMONAS AERUGINOSA - 250 GM
1214 | PSEUDOMONAS AGAR BASE - 500 GM | PSEUDOMONAS AGAR BASE - 500 GM
1215 | PSEUDOMONAS CFC SELECTIVE SUPPLEMENT - 1 VIAL | PSEUDOMONAS CFC SELECTIVE SUPPLEMENT - 1 VIAL
1216 | PSEUDOMONAS CFC SELECTIVE SUPPLEMENT 100 GM EACH | PSEUDOMONAS CFC SELECTIVE SUPPLEMENT 100 GM EACH
1217 | PSEUDOMONAS CN SELECTIVE SUPPLEMENT - 1 VIAL | PSEUDOMONAS CN SELECTIVE SUPPLEMENT - 1 VIAL
1218 | PSEUDOMONAS CN SELECTIVE SUPPLEMENT 100 GM EACH | PSEUDOMONAS CN SELECTIVE SUPPLEMENT 100 GM EACH
1219 | PSEUDOMONAS SELECTIVE AGAR (CFC AGAR) - 500 GM | PSEUDOMONAS SELECTIVE AGAR (CFC AGAR) - 500 GM
1220 | P-TOLUIDINE - 500 GM | P-TOLUIDINE - 500 GM
1221 | PUMIC STONE - 500 GM | PUMIC STONE - 500 GM
1222 | PURIFIED MERCURY 100 GM | PURIFIED MERCURY 100 GM
1223 | QUALITY CONTROL FOR CLINICAL CHEMISTRY HIGH - 5 ML | QUALITY CONTROL FOR CLINICAL CHEMISTRY HIGH - 5 ML
1224 | QUALITY CONTROL FOR CLINICAL CHEMISTRY NORMAL - 5 ML | QUALITY CONTROL FOR CLINICAL CHEMISTRY NORMAL - 5 ML
1225 | QUINPRISTINE- DALFOPRISTINE (ANTIBIOTIC DISC)15MCG (250DISC) | QUINPRISTINE- DALFOPRISTINE (ANTIBIOTIC DISC)15MCG (250DISC)
1226 | R.C.M. MEDIA 250 GM | R.C.M. MEDIA 250 GM
1227 | RABBIES IgM ELISA 96 W | RABBIES IGM ELISA 96 W
1228 | RACK - 96 WELL RACK FOR MCT TUBES (FOR 2ML TUBE) (IT SHOULD BE MADE UP OF POLYCARBONATE, MUST CONTAIN 96 PLACES (8X12) FOR 1.5ML TUBE. ) | RACK - 96 WELL RACK FOR MCT TUBES (FOR 2ML TUBE) (IT SHOULD BE MADE UP OF POLYCARBONATE, MUST CONTAIN 96 PLACES (8X12) FOR 1.5ML TUBE. )
1229 | RACK - PCR RACK WITH COVER (racks can hold individual tubes, 8/12 PCR strips and also 96 well plates Capacity - 0.2 ml) | RACK - PCR RACK WITH COVER (RACKS CAN HOLD INDIVIDUAL TUBES, 8/12 PCR STRIPS AND ALSO 96 WELL PLATES CAPACITY - 0.2 ML)
1230 | RACK - Polywire micro tube rack (Rack is designed with wide spacing to allow storage of 96, 1.5 ml or 2 ml tubes. Re-enforced Nylon Autoclavable) - 1 NOS | RACK - POLYWIRE MICRO TUBE RACK (RACK IS DESIGNED WITH WIDE SPACING TO ALLOW STORAGE OF 96, 1.5 ML OR 2 ML TUBES. RE-ENFORCED NYLON AUTOCLAVABLE) - 1 NOS
1231 | RACK - SOMERSAULT RACK UNIVERSAL EACH | RACK - SOMERSAULT RACK UNIVERSAL EACH
1232 | RACK - STAINING RACK- STAINING JAR INCLUDING LIDS – 8 NUMBERS SLIDE RACK - 1 BODY TYPE – STAINLESS STEEL SIZE – 47.5 X12.0X12.0 CM | RACK - STAINING RACK- STAINING JAR INCLUDING LIDS – 8 NUMBERS SLIDE RACK - 1 BODY TYPE – STAINLESS STEEL SIZE – 47.5 X12.0X12.0 CM
1233 | RACK - STEEL RACK – FOR MICROSCOPE SLIDES SLIDE STAINING RACK IS MADE OF ALUMINIUM AND STAINLESS STEEL STAINING RACK COMES WITH MOVABLE HANDLE. STAINLESS STEEL SLIDE RACK IS RESISTANT TO STAINING SOLUTIONS. HINGED RACK HANDLE ALLOWS EASY INSERTION AND REMOVAL OF THE MICROSCOPE SLIDES. SLIDE STAINING RACK HOLDS UP TO 25 MICROSCOPE SLIDES. | RACK - STEEL RACK – FOR MICROSCOPE SLIDES SLIDE STAINING RACK IS MADE OF ALUMINIUM AND STAINLESS STEEL STAINING RACK COMES WITH MOVABLE HANDLE. STAINLESS STEEL SLIDE RACK IS RESISTANT TO STAINING SOLUTIONS. HINGED RACK HANDLE ALLOWS EASY INSERTION AND REMOVAL OF THE MICROSCOPE SLIDES. SLIDE STAINING RACK HOLDS UP TO 25 MICROSCOPE SLIDES.
1234 | RACK - STEEL RACK – TO HOLD 50 SLIDES | RACK - STEEL RACK – TO HOLD 50 SLIDES
1235 | RACK - UNIVERSAL COMBI RACK (4-Way 80 wells Pack of 6 (30 mm: 50 ml tubes for 4 places, 8 mm: for 40 places, 11.5 mm: RIA tubes for 40 places, 17 mm or 15 ml tubes for 12 Places. total 80 Place)) - each pack | RACK - UNIVERSAL COMBI RACK (4-WAY 80 WELLS PACK OF 6 (30 MM: 50 ML TUBES FOR 4 PLACES, 8 MM: FOR 40 PLACES, 11.5 MM: RIA TUBES FOR 40 PLACES, 17 MM OR 15 ML TUBES FOR 12 PLACES. TOTAL 80 PLACE)) - EACH PACK
1236 | RACK - Universal combi rack (Plastic Rack, Holds 4 different diameter tubes (30mm,20mm,17mm,12mm)) - 1 Nos | RACK - UNIVERSAL COMBI RACK (PLASTIC RACK, HOLDS 4 DIFFERENT DIAMETER TUBES (30MM,20MM,17MM,12MM)) - 1 NOS
1237 | RAFFINOSE PENTAHYDRATE - 10 GM | RAFFINOSE PENTAHYDRATE - 10 GM
1238 | RAPID KIT FOR C.DIFFICILE - PER TEST | RAPID KIT FOR C.DIFFICILE - PER TEST
1239 | RAPID TEST KIT FOR CLOSTRIDIUM DIFFICILE PACK OF 50 TEST | RAPID TEST KIT FOR CLOSTRIDIUM DIFFICILE PACK OF 50 TEST
1240 | RAPID TEST KIT FOR SALMONELLA SPECIES PACK OF 50 TEST | RAPID TEST KIT FOR SALMONELLA SPECIES PACK OF 50 TEST
1241 | RAPPAPORT VASSILIADIS SOYA PEPTONE BROTH - 500 GM | RAPPAPORT VASSILIADIS SOYA PEPTONE BROTH - 500 GM
1242 | RAT LKS (AMA, ASMA, LKM) 1. The wells of the kit should be coated with Rat Liver, Stomach and Kidney sections. 2. The kit should have 4 well slides so that even 2 samples with Positive and negative controls can be performed together. 3. Training to the user should be provided for pattern interpretation. 4. The slide should have inner and outer ring areas for each well, so as to control the sample overflow not affecting the adjoining well. 5. The kit should be US FDA approved. PER TEST | RAT LKS (AMA, ASMA, LKM) 1. THE WELLS OF THE KIT SHOULD BE COATED WITH RAT LIVER, STOMACH AND KIDNEY SECTIONS. 2. THE KIT SHOULD HAVE 4 WELL SLIDES SO THAT EVEN 2 SAMPLES WITH POSITIVE AND NEGATIVE CONTROLS CAN BE PERFORMED TOGETHER. 3. TRAINING TO THE USER SHOULD BE PROVIDED FOR PATTERN INTERPRETATION. 4. THE SLIDE SHOULD HAVE INNER AND OUTER RING AREAS FOR EACH WELL, SO AS TO CONTROL THE SAMPLE OVERFLOW NOT AFFECTING THE ADJOINING WELL. 5. THE KIT SHOULD BE US FDA APPROVED. PER TEST
1243 | RAT REPALLENT- 500 ML | RAT REPALLENT- 500 ML
1244 | RAVUCONAZOLE POWDER (SOLUBILIZED POWDER, Γ-IRRADIATED ) 1 MG | RAVUCONAZOLE POWDER (SOLUBILIZED POWDER, Γ-IRRADIATED ) 1 MG
1245 | READY PLATE CHROMOGENIC COLIFORM AGAR - 50 PLATE | READY PLATE CHROMOGENIC COLIFORM AGAR - 50 PLATE
1246 | REAGENT RESERVOIR 200ML | REAGENT RESERVOIR 200ML
1247 | REAGENT RESERVOIR/ TROUGHS- AUTOCLAVABLE (POLYPROPYLENE, 75ML, ) | REAGENT RESERVOIR/ TROUGHS- AUTOCLAVABLE (POLYPROPYLENE, 75ML, )
1248 | Reagent Reservoir/ troughs- Autoclavable (Polypropylene, 75ml, ) - 1 X 10 NOS | REAGENT RESERVOIR/ TROUGHS- AUTOCLAVABLE (POLYPROPYLENE, 75ML, ) - 1 X 10 NOS
1249 | REATY TO USE FOR DRUG ASSAY - METHOTREXATE ASSAY – 3.0 ML | REATY TO USE FOR DRUG ASSAY - METHOTREXATE ASSAY – 3.0 ML
1250 | REATY TO USE FOR DRUG ASSAY - PHENOBARBITAL ASSAY - 28ML WITH CALIBRATOR | REATY TO USE FOR DRUG ASSAY - PHENOBARBITAL ASSAY - 28ML WITH CALIBRATOR
1251 | REATY TO USE FOR DRUG ASSAY - PHENOBARBITAL ASSAY - 14 ML WITH CALIBRATOR | REATY TO USE FOR DRUG ASSAY - PHENOBARBITAL ASSAY - 14 ML WITH CALIBRATOR
1252 | REATY TO USE FOR DRUG ASSAY - PHENYTOIN ASSAY - 14 ML WITH CALIBRATOR | REATY TO USE FOR DRUG ASSAY - PHENYTOIN ASSAY - 14 ML WITH CALIBRATOR
1253 | REATY TO USE FOR DRUG ASSAY - PHENYTOIN ASSAY - 28ML WITH CALIBRATOR | REATY TO USE FOR DRUG ASSAY - PHENYTOIN ASSAY - 28ML WITH CALIBRATOR
1254 | REATY TO USE FOR DRUG ASSAY - VALPORIC ACID ASSAY - 14 ML WITH CALIBRATOR | REATY TO USE FOR DRUG ASSAY - VALPORIC ACID ASSAY - 14 ML WITH CALIBRATOR
1255 | REATY TO USE FOR DRUG ASSAY - VALPORIC ACID ASSAY - 28ML WITH CALIBRATOR | REATY TO USE FOR DRUG ASSAY - VALPORIC ACID ASSAY - 28ML WITH CALIBRATOR
1256 | REATY TO USE FOR DRUG ASSAY CARBAMAZEPINE ASSAY - 14 ML WITH CALIBRATOR | REATY TO USE FOR DRUG ASSAY CARBAMAZEPINE ASSAY - 14 ML WITH CALIBRATOR
1257 | REATY TO USE FOR DRUG ASSAY CARBAMAZEPINE ASSAY - 28ML WITH CALIBRATOR | REATY TO USE FOR DRUG ASSAY CARBAMAZEPINE ASSAY - 28ML WITH CALIBRATOR
1258 | RECTANGULAR STAINING JAR – 10 IN NO. | RECTANGULAR STAINING JAR – 10 IN NO.
1259 | RED MERCURIC OXIDE - 100 GM | RED MERCURIC OXIDE - 100 GM
1260 | RED NUCLEIC ACID GEL STAIN-LIQUID (NON-MUTAGENIC, NON-HAZARDOUS FOR DISPOSAL, HIGHLY STABLE AND ENVIRONMENTALLY SAFE FLUORESCENT NUCLEIC ACID DYE FOR AGAROSE GEL ELECTROPHORESIS) - EACH | RED NUCLEIC ACID GEL STAIN-LIQUID (NON-MUTAGENIC, NON-HAZARDOUS FOR DISPOSAL, HIGHLY STABLE AND ENVIRONMENTALLY SAFE FLUORESCENT NUCLEIC ACID DYE FOR AGAROSE GEL ELECTROPHORESIS) - EACH
1261 | REELS - AUTO CLAVE TAPE REELS - EACH | REELS - AUTO CLAVE TAPE REELS - EACH
1262 | REELS - STERILIZATION PACKAGING REELS 200 MTR 40 CMS - EACH REELS | REELS - STERILIZATION PACKAGING REELS 200 MTR 40 CMS - EACH REELS
1263 | REELS - STERILIZATION PACKAGING REELS 200 MTRS 10 CMS - EACH REELS | REELS - STERILIZATION PACKAGING REELS 200 MTRS 10 CMS - EACH REELS
1264 | REELS - STERILIZATION PACKAGING REELS 200 MTRS 20 CMS - EACH REELS | REELS - STERILIZATION PACKAGING REELS 200 MTRS 20 CMS - EACH REELS
1265 | REINFORCED CLOSTRIDIAL AGAR - 100 GM | REINFORCED CLOSTRIDIAL AGAR - 100 GM
1266 | RESORCINOL - 50 GM | RESORCINOL - 50 GM
1267 | RET SEARCH II - 1 LTR | RET SEARCH II - 1 LTR
1268 | RETICULIN STAIN KIT - 500 ML | RETICULIN STAIN KIT - 500 ML
1269 | RETICULOCYTE COUNTING FLUID- 250 ML BLUE COLOURED FLUID SOLUBILITY = MISCIBLE WITH WATER SOLUBILITY TEST = PASSES TEST | RETICULOCYTE COUNTING FLUID- 250 ML BLUE COLOURED FLUID SOLUBILITY = MISCIBLE WITH WATER SOLUBILITY TEST = PASSES TEST
1270 | RF with calibrator (COMPATIBLE WITH EM-360) (compatible with for fully automated EM-360 biochemistry analyzer) – 100 ML | RF WITH CALIBRATOR (COMPATIBLE WITH EM-360) (COMPATIBLE WITH FOR FULLY AUTOMATED EM-360 BIOCHEMISTRY ANALYZER) – 100 ML
1271 | RF QUANTITATIVE WITH CALIBRATOR - 100 ML ( STANDARD COMPATIBLE WITH DIRUI CS-240 SYSTEM PACK) | RF QUANTITATIVE WITH CALIBRATOR - 100 ML ( STANDARD COMPATIBLE WITH DIRUI CS-240 SYSTEM PACK)
1272 | RHAMNOSE DISC - 250 Disc | RHAMNOSE DISC - 250 DISC
1273 | Rheumatoid factor 100 ml | RHEUMATOID FACTOR 100 ML
1274 | RHODAMINE B - 250 GM | RHODAMINE B - 250 GM
1275 | RIBOFLAVIN - 5 GM | RIBOFLAVIN - 5 GM
1276 | RIFAMPICIN- 2 MCG (ANTIBIOTIC DISC) (250 DISC) | RIFAMPICIN- 2 MCG (ANTIBIOTIC DISC) (250 DISC)
1277 | RIFAMPICIN- 25 MCG (ANTIBIOTIC DISC) (250 DISC) | RIFAMPICIN- 25 MCG (ANTIBIOTIC DISC) (250 DISC)
1278 | RNA-LATER - 100 ML | RNA-LATER - 100 ML
1279 | RNASE FREE WATER - 500 ML | RNASE FREE WATER - 500 ML
1280 | ROBO LEVELS - EACH PCS | ROBO LEVELS - EACH PCS
1281 | ROLL - BC ROBO 888 (THERMAL PAPER) - 50 MM X 30 MM (ROBO ROLL) | ROLL - BC ROBO 888 (THERMAL PAPER) - 50 MM X 30 MM (ROBO ROLL)
1282 | ROLL - TSC PRIATER CARBON ROLL 5 (1/2) | ROLL - TSC PRIATER CARBON ROLL 5 (1/2)
1283 | ROLL - TYVEK ROLL – 10 ” ROLLS - EACH | ROLL - TYVEK ROLL – 10 ” ROLLS - EACH
1284 | ROLL - TYVEK ROLL – 15.5”ROLLS - EACH | ROLL - TYVEK ROLL – 15.5”ROLLS - EACH
1285 | ROLL - TYVEK ROLL – 6” ROLLS - EACH | ROLL - TYVEK ROLL – 6” ROLLS - EACH
1286 | ROTA VIRUS FECAL Antigen ELISA-1 X 96 | ROTA VIRUS FECAL ANTIGEN ELISA-1 X 96
1287 | ROTARY SEALER EACH | ROTARY SEALER EACH
1288 | ROTOSPIN-ROTARY MIXER - 1 PC | ROTOSPIN-ROTARY MIXER - 1 PC
1289 | RPMI 1640 FOR FUNGAL TESTING 500 ML | RPMI 1640 FOR FUNGAL TESTING 500 ML
1290 | RT-PCR - BCR-ALB Quantitative Kit-Major, Minor and Micro - 96 reactions (Required for RT-qPCR test for the quantitative detection of BCR-ABL fusion transcripts in bone marrow or peripheral blood samples, all the three break point cluster regions i.e. major/P210 (M-bcr), minor/P190 (m-bcr) and micro/P230 (mu-bcr) in separate tubes) - 1 NOS | RT-PCR - BCR-ALB QUANTITATIVE KIT-MAJOR, MINOR AND MICRO - 96 REACTIONS (REQUIRED FOR RT-QPCR TEST FOR THE QUANTITATIVE DETECTION OF BCR-ABL FUSION TRANSCRIPTS IN BONE MARROW OR PERIPHERAL BLOOD SAMPLES, ALL THE THREE BREAK POINT CLUSTER REGIONS I.E. MAJOR/P210 (M-BCR), MINOR/P190 (M-BCR) AND MICRO/P230 (MU-BCR) IN SEPARATE TUBES) - 1 NOS
1291 | RT-PCR - COVID 19 RT-PCR KIT - 100 REACTION | RT-PCR - COVID 19 RT-PCR KIT - 100 REACTION
1292 | RT-PCR - DENGUE SEROTYPING RT-PCR KIT - 50 REACTION | RT-PCR - DENGUE SEROTYPING RT-PCR KIT - 50 REACTION
1293 | RT-PCR - HPV RT-PCR HIGH RISK GENOTYPE DETECTION - 25 TEST | RT-PCR - HPV RT-PCR HIGH RISK GENOTYPE DETECTION - 25 TEST
1294 | RT-PCR - JAK2 PCR Kit - 24 reactions (For quantitative detection of the JAK2 V617F/G1849T mutation using real-time PCR) - 1 NOS | RT-PCR - JAK2 PCR KIT - 24 REACTIONS (FOR QUANTITATIVE DETECTION OF THE JAK2 V617F/G1849T MUTATION USING REAL-TIME PCR) - 1 NOS
1295 | RT-PCR - JAK2 qRT- PCR Kit - 24 reactions (For qualitative detection of V617F mutation in JAK2 (Janus Kinase 2) gene against a background of wild-type genomic DNA) - 1 NOS | RT-PCR - JAK2 QRT- PCR KIT - 24 REACTIONS (FOR QUALITATIVE DETECTION OF V617F MUTATION IN JAK2 (JANUS KINASE 2) GENE AGAINST A BACKGROUND OF WILD-TYPE GENOMIC DNA) - 1 NOS
1296 | RT-PCR - JAK2 qRT- PCR Kit - 48 reactions (For qualitative detection of V617F mutation in JAK2 (Janus Kinase 2) gene against a background of wild-type genomic DNA) - 1 NOS | RT-PCR - JAK2 QRT- PCR KIT - 48 REACTIONS (FOR QUALITATIVE DETECTION OF V617F MUTATION IN JAK2 (JANUS KINASE 2) GENE AGAINST A BACKGROUND OF WILD-TYPE GENOMIC DNA) - 1 NOS
1297 | RT-PCR - ZIKA RT-PCR KIT 96 REACTIONS | RT-PCR - ZIKA RT-PCR KIT 96 REACTIONS
1298 | RUBBER CORK - EACH PCS | RUBBER CORK - EACH PCS
1299 | RUBBER FOR BURETTE 3/8” - PER METER | RUBBER FOR BURETTE 3/8” - PER METER
1300 | RUBELLA IGG ELISA - 1 X 96 WELL | RUBELLA IGG ELISA - 1 X 96 WELL
1301 | RUBELLA IGM ELISA - 1 X 96 WELL | RUBELLA IGM ELISA - 1 X 96 WELL
1302 | RULER METALLIC SCALE – EACH PCS INCH AND CM MARKING EXACTLY ON THE ENDS - MEASUREMENT CAN BEGIN AT ZERO AND SCALE AT END FOR RULE, STAINLESS STEEL AND ROUND SAFETY EDGE - GRINDING AND POLISHING AND THICKER SIDE - GREAT VALUE - AS 1 SET OF 3 LENGTH 6 INCH TO 24 INCH MATERIAL ‎STAINLESS STEEL COLOUR ‎SILVER GRADUATION RANGE ‎0-60 CENTIMETERS PRODUCT DIMENSIONS ‎61L X 2.5W CENTIMETERS | RULER METALLIC SCALE – EACH PCS INCH AND CM MARKING EXACTLY ON THE ENDS - MEASUREMENT CAN BEGIN AT ZERO AND SCALE AT END FOR RULE, STAINLESS STEEL AND ROUND SAFETY EDGE - GRINDING AND POLISHING AND THICKER SIDE - GREAT VALUE - AS 1 SET OF 3 LENGTH 6 INCH TO 24 INCH MATERIAL ‎STAINLESS STEEL COLOUR ‎SILVER GRADUATION RANGE ‎0-60 CENTIMETERS PRODUCT DIMENSIONS ‎61L X 2.5W CENTIMETERS
1303 | S 100 - 1 ML | S 100 - 1 ML
1304 | SABROUD DEXTROSE AGAR WITH CAP - 500 GM | SABROUD DEXTROSE AGAR WITH CAP - 500 GM
1305 | SACCHAROMYCES CEREVISIAE - 500 GM | SACCHAROMYCES CEREVISIAE - 500 GM
1306 | SACCHAROSE - 500 GM | SACCHAROSE - 500 GM
1307 | SAFETY GOGGLES- 10 x 5 x 5 CM | SAFETY GOGGLES- 10 X 5 X 5 CM
1308 | SAFFRANINE- 250 GM | SAFFRANINE- 250 GM
1309 | SAFRANINE STAINING - 500 ML | SAFRANINE STAINING - 500 ML
1310 | SALICYLIC ACID - 500 ML | SALICYLIC ACID - 500 ML
1311 | SALMONELLA POLY O ANTISERUM 2 ml | SALMONELLA POLY O ANTISERUM 2 ML
1312 | SALT 1 KG. | SALT 1 KG.
1313 | Sample Microvial 1.5 ml compatible with Bio Rad variant II pack size 100 | SAMPLE MICROVIAL 1.5 ML COMPATIBLE WITH BIO RAD VARIANT II PACK SIZE 100
1314 | SAMPLE PROCESSING CUP - EACH | SAMPLE PROCESSING CUP - EACH
1315 | Sample Rack compatible with Bio Rad variant II pack size each | SAMPLE RACK COMPATIBLE WITH BIO RAD VARIANT II PACK SIZE EACH
1316 | SANIDEX OPA WITH TEST STRIP & DEACTIVATOR, BIODEGRADIBILITY ,INSTRUMENT COMPATIBILITY REPORT 5 LTR | SANIDEX OPA WITH TEST STRIP & DEACTIVATOR, BIODEGRADIBILITY ,INSTRUMENT COMPATIBILITY REPORT 5 LTR
1317 | SAPONIN EXTRA PURE - 100GM SPECIFICATION:- MOL. FORMULA = NA MOL. WT. = NA INSOLUBLE MATTER IN WATER MAX. 0.1 % LOSS ON DRYING ( 150°C ) = MAX. 10 % SULPHATED ASH = MAX. 10 % MICROBIAL LIMITS = PASSES TEST | SAPONIN EXTRA PURE - 100GM SPECIFICATION:- MOL. FORMULA = NA MOL. WT. = NA INSOLUBLE MATTER IN WATER MAX. 0.1 % LOSS ON DRYING ( 150°C ) = MAX. 10 % SULPHATED ASH = MAX. 10 % MICROBIAL LIMITS = PASSES TEST
1318 | SATURATED TARTRAGINE - 500 ML | SATURATED TARTRAGINE - 500 ML
1319 | SCAALD MUCOSA SAMPLER EACH | SCAALD MUCOSA SAMPLER EACH
1320 | SCHIFF REAGENT: 1000ml SPECIFICATION : APPEARANCE- CLEAR COLORLESS TO SLIGHT PINK COLORED PHYSICAL STATE AT 20 DEGREE CELSIUS- LIQUID, PH<2 DENSITY 1G/CM3,SOLUBILITY IN WATER(% WEIGHT)-COMPLETELY SOLUBLE | SCHIFF REAGENT: 1000ML SPECIFICATION : APPEARANCE- CLEAR COLORLESS TO SLIGHT PINK COLORED PHYSICAL STATE AT 20 DEGREE CELSIUS- LIQUID, PH<2 DENSITY 1G/CM3,SOLUBILITY IN WATER(% WEIGHT)-COMPLETELY SOLUBLE
1321 | SCHIFF REAGENT: 500ml SPECIFICATION : Appearance- Clear colorless to slight pink colored Physical state at 20 degree celsius- liquid, PH<2 Density 1gm/cm3, Solubility in water(% weight)-completely soluble | SCHIFF REAGENT: 500ML SPECIFICATION : APPEARANCE- CLEAR COLORLESS TO SLIGHT PINK COLORED PHYSICAL STATE AT 20 DEGREE CELSIUS- LIQUID, PH<2 DENSITY 1GM/CM3, SOLUBILITY IN WATER(% WEIGHT)-COMPLETELY SOLUBLE
1322 | SCRUB TYPHUS IGM- ELISA - 1 X 96WELL | SCRUB TYPHUS IGM- ELISA - 1 X 96WELL
1323 | Secondary polymer kit for IHC (IMMUNO HISTO CHEMISTRY) staining – EACH PACK | SECONDARY POLYMER KIT FOR IHC (IMMUNO HISTO CHEMISTRY) STAINING – EACH PACK
1324 | SELECTIVE ENRICHMENT SECONDARY SUPPLEMENT FOR LISTERIA 500ML | SELECTIVE ENRICHMENT SECONDARY SUPPLEMENT FOR LISTERIA 500ML
1325 | SELECTIVE ENRICHMENT SUPPLEMENT FOR LISTERIA 500ML | SELECTIVE ENRICHMENT SUPPLEMENT FOR LISTERIA 500ML
1326 | SELECTIVE SUPPLEMENT FOR CHROMOGENIC LISTERIA AGAR 500ML | SELECTIVE SUPPLEMENT FOR CHROMOGENIC LISTERIA AGAR 500ML
1327 | SELENITE CYSTINE BROTH BASE 500GM | SELENITE CYSTINE BROTH BASE 500GM
1328 | SERUM COPPER KIT - 25ML | SERUM COPPER KIT - 25ML
1329 | Serum Myoglobulin 100 ml | SERUM MYOGLOBULIN 100 ML
1330 | SERUM PROTEIN CAIBRATOR - 100 ML | SERUM PROTEIN CAIBRATOR - 100 ML
1331 | SHELF LIFE OF 5 YEARS - 500 ML BOTTLE | SHELF LIFE OF 5 YEARS - 500 ML BOTTLE
1332 | SHIKATA ORCEIN - 100 ML | SHIKATA ORCEIN - 100 ML
1333 | SHORT-SPINNER FOR 1.5 ML TUBES EACH | SHORT-SPINNER FOR 1.5 ML TUBES EACH
1334 | SILVER ALLOY- 100 GM | SILVER ALLOY- 100 GM
1335 | SILVER NITRATE 10% - 100 ML | SILVER NITRATE 10% - 100 ML
1336 | SILVER NITRATE 5% - 500 ML | SILVER NITRATE 5% - 500 ML
1337 | SLANETZ AND BARTLEY MEDIUM - 500 GM | SLANETZ AND BARTLEY MEDIUM - 500 GM
1338 | SLIDE - CAVITY SLIDE FOR VDRL (24 WELLS) | SLIDE - CAVITY SLIDE FOR VDRL (24 WELLS)
1339 | SLIDE - CONCAVITY SLIDE (ONE CAVITY) EACH | SLIDE - CONCAVITY SLIDE (ONE CAVITY) EACH
1340 | SLIDE - CONCAVITY SLIDE (TWO CAVITY) EACH | SLIDE - CONCAVITY SLIDE (TWO CAVITY) EACH
1341 | SLIDE - GLASS MONOCAVITY SLIDE 25 MM X 75 MM X 1.3 MM EACH PACK | SLIDE - GLASS MONOCAVITY SLIDE 25 MM X 75 MM X 1.3 MM EACH PACK
1342 | SLIDE - GLASS SLIDE – GROUND EDGES, REFRACTIVE INDEX ISI - 50 SLIDES | SLIDE - GLASS SLIDE – GROUND EDGES, REFRACTIVE INDEX ISI - 50 SLIDES
1343 | SLIDE - MICROSCOPE SLIDES – FOR I.H.C. - EACH POSITIVELY CHARGE SLIDES & POSITIVELY CHARGE SLIDES- HYDROPHILIC TREATING WITH REAGENTS SUCH AS AMINOSILANE, POLY L LYSINE OR OTHERS | SLIDE - MICROSCOPE SLIDES – FOR I.H.C. - EACH POSITIVELY CHARGE SLIDES & POSITIVELY CHARGE SLIDES- HYDROPHILIC TREATING WITH REAGENTS SUCH AS AMINOSILANE, POLY L LYSINE OR OTHERS
1344 | SLIDE WARMING TABLE - EACH | SLIDE WARMING TABLE - EACH
1345 | SMA - 1ML | SMA - 1ML
1346 | SMS WRAPS SHEETS 120 X 120 CMS SHEETS - EACH | SMS WRAPS SHEETS 120 X 120 CMS SHEETS - EACH
1347 | SMS WRAPS SHEETS 75 X 75 CMS SHEETS EACH | SMS WRAPS SHEETS 75 X 75 CMS SHEETS EACH
1348 | SODIUM ACETATE- 100 ML | SODIUM ACETATE- 100 ML
1349 | SODIUM ALPHANAPHTHY PHOSPHATE- 250 ML | SODIUM ALPHANAPHTHY PHOSPHATE- 250 ML
1350 | SODIUM AZIDE (NAN3) - 100 GM | SODIUM AZIDE (NAN3) - 100 GM
1351 | SODIUM CITRATE AGAR- 500 GM | SODIUM CITRATE AGAR- 500 GM
1352 | SODIUM CITRATE DEHYDRATE - 500 GM | SODIUM CITRATE DEHYDRATE - 500 GM
1353 | SODIUM DICHLOROISOCYNANURATE 500MG. EXCIPEENT Q.S AVAILABLE CHLORINE 300MG, PACK SIZE: 50 TABLETS PER BOTTLE | SODIUM DICHLOROISOCYNANURATE 500MG. EXCIPEENT Q.S AVAILABLE CHLORINE 300MG, PACK SIZE: 50 TABLETS PER BOTTLE
1354 | SODIUM DICHROMATE DIHYDRATE - 500 GM | SODIUM DICHROMATE DIHYDRATE - 500 GM
1355 | SODIUM DITHIONATE 85 % EXTRA PURE - 1 KG SPECIFICATION:- MOL. FORMULA = NA2S2O4 MOL. WT. = 1/4.11 ASSAY ( IODOMETRIC ) = 85 - 87.5 IRON ( FE ) = MAX. 0.002 % ( AT THE MOMENT OF BATCH ANALYSIS ) | SODIUM DITHIONATE 85 % EXTRA PURE - 1 KG SPECIFICATION:- MOL. FORMULA = NA2S2O4 MOL. WT. = 1/4.11 ASSAY ( IODOMETRIC ) = 85 - 87.5 IRON ( FE ) = MAX. 0.002 % ( AT THE MOMENT OF BATCH ANALYSIS )
1356 | SODIUM DODECYL SULPHATE (SDS) - 500 GM | SODIUM DODECYL SULPHATE (SDS) - 500 GM
1357 | SODIUM FAURO CHOLATE- 500 ML | SODIUM FAURO CHOLATE- 500 ML
1358 | SODIUM HYDROGEN SULPHITE - 500 GM | SODIUM HYDROGEN SULPHITE - 500 GM
1359 | SODIUM HYDRORIDE- 500 GM | SODIUM HYDRORIDE- 500 GM
1360 | SODIUM HYDROSULPHITE(DITHIONITE) - 100 GM | SODIUM HYDROSULPHITE(DITHIONITE) - 100 GM
1361 | SODIUM HYDROXIDE BASED LIQUID ALKALI BOOSTER CONCENTRATE. 5 LTR. | SODIUM HYDROXIDE BASED LIQUID ALKALI BOOSTER CONCENTRATE. 5 LTR.
1362 | SODIUM HYDROXIDE MAXIMUM 5% BASED BLEACHING AGENT - 5 LTR. | SODIUM HYDROXIDE MAXIMUM 5% BASED BLEACHING AGENT - 5 LTR.
1363 | SODIUM HYDROXIDE(NAOH)- 500 ML | SODIUM HYDROXIDE(NAOH)- 500 ML
1364 | SODIUM HYPODIPHOSPHATE - 500 ML | SODIUM HYPODIPHOSPHATE - 500 ML
1365 | SODIUM LAURYL SULPHATE SOLUTION FO 94.HAEMOGLOBIN ESTIMATION - 500 ML | SODIUM LAURYL SULPHATE SOLUTION FO 94.HAEMOGLOBIN ESTIMATION - 500 ML
1366 | SODIUM META BI SULPHATE 65% BASED RINSING AID - 1KG. | SODIUM META BI SULPHATE 65% BASED RINSING AID - 1KG.
1367 | SODIUM NITRATE - 5 GM | SODIUM NITRATE - 5 GM
1368 | SODIUM NITROPRUSSIDE DIHYDRATE FOR ANALYSIS - 500 GM M = 297.95 G/MOL SPECIFICATION:- ASSAY = 99.0 - 102.0 % SUBSTANCES SOLUBLE IN WATER ≤ 0.01 % CHLORIDE ( CL ) ≤ 0.02 % SULPHATE ( SO4 ) = CONFORMS HEXACYANOFERRATE ( III ) ≤ 0.02 % | SODIUM NITROPRUSSIDE DIHYDRATE FOR ANALYSIS - 500 GM M = 297.95 G/MOL SPECIFICATION:- ASSAY = 99.0 - 102.0 % SUBSTANCES SOLUBLE IN WATER ≤ 0.01 % CHLORIDE ( CL ) ≤ 0.02 % SULPHATE ( SO4 ) = CONFORMS HEXACYANOFERRATE ( III ) ≤ 0.02 %
1369 | SODIUM PARBORATE MONOHYDRATE 50% W/W SANISCOP, 1 EN 14561- BACTERICIDAL 2 ) EN14562 PESTICIDAL 3 ) EN 13704 SPORICIDAL 4 ) INSTRUMENT COMPATIBILITY REPORT 5 ) EN 14348 MICROBECTERICIDAL - 810 GM | SODIUM PARBORATE MONOHYDRATE 50% W/W SANISCOP, 1 EN 14561- BACTERICIDAL 2 ) EN14562 PESTICIDAL 3 ) EN 13704 SPORICIDAL 4 ) INSTRUMENT COMPATIBILITY REPORT 5 ) EN 14348 MICROBECTERICIDAL - 810 GM
1370 | SODIUM PERCHLORATE MONOHYDRATE 500 GM | SODIUM PERCHLORATE MONOHYDRATE 500 GM
1371 | SODIUM PHOSPHATE DIBASIC HEPTA HYDRATE - 500 GM | SODIUM PHOSPHATE DIBASIC HEPTA HYDRATE - 500 GM
1372 | SODIUM PHOSPHATE MONOBASIC DIHYDRATE[ NAH2PO4-H2O ] - 500 GM ASSAY NLT = 98.5 % PH ( 5 % AQUEOUS SOLUTION ) = 4.2 - 4.6 MAXIMUM LIMITS OF IMPURITIES -- • CHLORIDE = 0.01 % • SULPHATE = 0.02 % • ARSENIC = 0.0001 % • IRON = 0.002 % • HEAVY METALS ( AS PB ) = 0.0005 % • LOSS ON DRYING ( 130°C ) = 21.0 - 24.0 % | SODIUM PHOSPHATE MONOBASIC DIHYDRATE[ NAH2PO4-H2O ] - 500 GM ASSAY NLT = 98.5 % PH ( 5 % AQUEOUS SOLUTION ) = 4.2 - 4.6 MAXIMUM LIMITS OF IMPURITIES -- • CHLORIDE = 0.01 % • SULPHATE = 0.02 % • ARSENIC = 0.0001 % • IRON = 0.002 % • HEAVY METALS ( AS PB ) = 0.0005 % • LOSS ON DRYING ( 130°C ) = 21.0 - 24.0 %
1373 | SODIUM PHOSPHATE MONOBASIC MONOHYDRATE - 500 GM | SODIUM PHOSPHATE MONOBASIC MONOHYDRATE - 500 GM
1374 | SODIUM PYRUVATE - 100 GM | SODIUM PYRUVATE - 100 GM
1375 | SODIUM THIOCYANATE - 500 GM | SODIUM THIOCYANATE - 500 GM
1376 | SODIUM THIOGLYCOLLATE SALT - 100 GM | SODIUM THIOGLYCOLLATE SALT - 100 GM
1377 | SODIUM THIOSULPHATE 250 ML | SODIUM THIOSULPHATE 250 ML
1378 | SODIUM THIOSULPHATE 2% - 100 ML | SODIUM THIOSULPHATE 2% - 100 ML
1379 | SODIUM THIOSULPHATE 5% - 100 ML | SODIUM THIOSULPHATE 5% - 100 ML
1380 | SODIUM TUNGSTATE DIHYDRATE - 250 GM | SODIUM TUNGSTATE DIHYDRATE - 250 GM
1381 | SOLICA GET FOR THIN LAYER CHROMATOGRAPHY- 500 GM | SOLICA GET FOR THIN LAYER CHROMATOGRAPHY- 500 GM
1382 | SOYABEAN CASEIN DIGEST AGAR (SCDA) -500 GM | SOYABEAN CASEIN DIGEST AGAR (SCDA) -500 GM
1383 | SPATULA - AYRE”S SPATULA FOR CERVICAL PAP SMEAR – STERILE AYRE SPATULA WOOD LENGHT: 18 CM INDIVIDUALLY PACKED IN STERILE POUCH, IN BOX OF 100 | SPATULA - AYRE”S SPATULA FOR CERVICAL PAP SMEAR – STERILE AYRE SPATULA WOOD LENGHT: 18 CM INDIVIDUALLY PACKED IN STERILE POUCH, IN BOX OF 100
1384 | SPATULA - AYRE”S SPATULA FOR CERVICAL PAP SMEAR – STERILE AYRE SPATULA WOOD LENGHT: 18.8 CM INDIVIDUALLY PACKED IN STERILE POUCH, IN BOX OF 100 | SPATULA - AYRE”S SPATULA FOR CERVICAL PAP SMEAR – STERILE AYRE SPATULA WOOD LENGHT: 18.8 CM INDIVIDUALLY PACKED IN STERILE POUCH, IN BOX OF 100
1385 | SPATULA - AYRE”S SPATULA FOR CERVICAL PAP SMEAR – EACH SPATULA STERILE AYRE SPATULA PLASTIC LENGHT: 18 CM INDIVIDUALLY PACKED IN STERILE POUCH, IN BOX OF 100 | SPATULA - AYRE”S SPATULA FOR CERVICAL PAP SMEAR – EACH SPATULA STERILE AYRE SPATULA PLASTIC LENGHT: 18 CM INDIVIDUALLY PACKED IN STERILE POUCH, IN BOX OF 100
1386 | SPATULA - AYRE”S SPATULA FOR CERVICAL PAP SMEAR – EACH SPATULA STERILE AYRE SPATULA PLASTIC LENGHT: 18.8 CM INDIVIDUALLY PACKED IN STERILE POUCH, IN BOX OF 100 | SPATULA - AYRE”S SPATULA FOR CERVICAL PAP SMEAR – EACH SPATULA STERILE AYRE SPATULA PLASTIC LENGHT: 18.8 CM INDIVIDUALLY PACKED IN STERILE POUCH, IN BOX OF 100
1387 | SPATULA - SAZALY – SPATULA WITH CYTO BRUSH (RATABLE 360DEG) | SPATULA - SAZALY – SPATULA WITH CYTO BRUSH (RATABLE 360DEG)
1388 | SPATULA - SPATULA CHATTAWAY 5” - EACH | SPATULA - SPATULA CHATTAWAY 5” - EACH
1389 | SPATULA - SPATULA ONE END FLAT , ONE ENDSPOUR 12” - EACH | SPATULA - SPATULA ONE END FLAT , ONE ENDSPOUR 12” - EACH
1390 | SPATULA - SPATULA ONE END FLAT, ONE ENDSPOUR 6” - EACH | SPATULA - SPATULA ONE END FLAT, ONE ENDSPOUR 6” - EACH
1391 | SPATULA - SPATULA BOTH SIDE 8” - EACH | SPATULA - SPATULA BOTH SIDE 8” - EACH
1392 | SPECTINOMYCIN (ANTIBIOTIC DISC) 100MCG (250 DISC) | SPECTINOMYCIN (ANTIBIOTIC DISC) 100MCG (250 DISC)
1393 | SPIRIT(METHYLATED) - 500 ML | SPIRIT(METHYLATED) - 500 ML
1394 | SPUTUM CANTAINER - 30 ML EACH | SPUTUM CANTAINER - 30 ML EACH
1395 | SSC 20 X BUFFER - 500 ML | SSC 20 X BUFFER - 500 ML
1396 | Stabilized formulation of Hydrogen Peroxide 10% v/v Silver 0.01% w/v for critical area fumigation and surface disinfection, Non- toxic, Non-irritating, eco-friendly, 1 Litre | STABILIZED FORMULATION OF HYDROGEN PEROXIDE 10% V/V SILVER 0.01% W/V FOR CRITICAL AREA FUMIGATION AND SURFACE DISINFECTION, NON- TOXIC, NON-IRRITATING, ECO-FRIENDLY, 1 LITRE
1397 | STABILIZED HYDROGEN PEROXIDE (11 % W/V)DILUTED SILVER NITRATE SOLUTION (0.01 % W/V) - 1 LTR | STABILIZED HYDROGEN PEROXIDE (11 % W/V)DILUTED SILVER NITRATE SOLUTION (0.01 % W/V) - 1 LTR
1398 | STAINING REAGENT RED PANCEAUS STAINER - EACH | STAINING REAGENT RED PANCEAUS STAINER - EACH
1399 | STAINING SOLUTION - 500 ML | STAINING SOLUTION - 500 ML
1400 | STAINING TROUGH- GLASS TROUGH WITH COVER, APPROX. 9 X 7 X 6.5 CM - EACH PCS GLASS COVER STAINING TRAY MADE OF STAINLESS STEEL STAINING TRAY MADE OF STAINLESS STEEL WITH EXTENDED HANDLE STAINING TROUGH - EACH | STAINING TROUGH- GLASS TROUGH WITH COVER, APPROX. 9 X 7 X 6.5 CM - EACH PCS GLASS COVER STAINING TRAY MADE OF STAINLESS STEEL STAINING TRAY MADE OF STAINLESS STEEL WITH EXTENDED HANDLE STAINING TROUGH - EACH
1401 | STAINING TROUGH- GLASS TROUGH WITHOUT COVER GLASS COVER STAINING TRAY MADE OF STAINLESS STEEL STAINING TRAY MADE OF STAINLESS STEEL WITH EXTENDED HANDLE STAINING TROUGH - EACH | STAINING TROUGH- GLASS TROUGH WITHOUT COVER GLASS COVER STAINING TRAY MADE OF STAINLESS STEEL STAINING TRAY MADE OF STAINLESS STEEL WITH EXTENDED HANDLE STAINING TROUGH - EACH
1402 | STAINING TROUGH( FOR BULK STAINING ) - EACH | STAINING TROUGH( FOR BULK STAINING ) - EACH
1403 | STAINING TROUGH-PLASTIC TROUGH WITH COVER, APPROX. 9 X 7 X 6.5 CM PLASTIC COVER STAINING TRAY MADE OF STAINLESS STEEL STAINING TRAY MADE OF STAINLESS STEEL WITH EXTENDED HANDLE STAINING TROUGH - EACH | STAINING TROUGH-PLASTIC TROUGH WITH COVER, APPROX. 9 X 7 X 6.5 CM PLASTIC COVER STAINING TRAY MADE OF STAINLESS STEEL STAINING TRAY MADE OF STAINLESS STEEL WITH EXTENDED HANDLE STAINING TROUGH - EACH
1404 | STAINLESS STEEL -EACH | STAINLESS STEEL -EACH
1405 | STAND - LOOP STAND EACH | STAND - LOOP STAND EACH
1406 | STAND - PCR TUBE STAND 48 PC | STAND - PCR TUBE STAND 48 PC
1407 | STAND - Plate stand with cover - 1 X 96 well (It should be madeup of Polypropylene, must accommodate a 96 well PCR plate) | STAND - PLATE STAND WITH COVER - 1 X 96 WELL (IT SHOULD BE MADEUP OF POLYPROPYLENE, MUST ACCOMMODATE A 96 WELL PCR PLATE)
1408 | STAPHYLOCOCCUS AUREUS - 500 GM | STAPHYLOCOCCUS AUREUS - 500 GM
1409 | STARCH - 500 GM | STARCH - 500 GM
1410 | STARCH SLUBLE (ACS GRADE) - 500 GM | STARCH SLUBLE (ACS GRADE) - 500 GM
1411 | Steel Spatula (For transferring and measuring of chemicals. Length 125 mm, width of flat end: 15 mm, width of spoon: 23 mm, spoon capacity: 2.5 ml) - 1 NOS | STEEL SPATULA (FOR TRANSFERRING AND MEASURING OF CHEMICALS. LENGTH 125 MM, WIDTH OF FLAT END: 15 MM, WIDTH OF SPOON: 23 MM, SPOON CAPACITY: 2.5 ML) - 1 NOS
1412 | Steel Spatula (For transferring and measuring of chemicals. Length 150 mm, width of flat end: 18 mm, width of spoon: 21 mm, spoon capacity: 2.5 ml) - 1 NOS | STEEL SPATULA (FOR TRANSFERRING AND MEASURING OF CHEMICALS. LENGTH 150 MM, WIDTH OF FLAT END: 18 MM, WIDTH OF SPOON: 21 MM, SPOON CAPACITY: 2.5 ML) - 1 NOS
1413 | Steel Spatula (For transferring and measuring of chemicals. Length 250 mm, width of flat end: 20 mm, width of spoon: 23 mm, spoon capacity: 2.5 ml) - 1 NOS | STEEL SPATULA (FOR TRANSFERRING AND MEASURING OF CHEMICALS. LENGTH 250 MM, WIDTH OF FLAT END: 20 MM, WIDTH OF SPOON: 23 MM, SPOON CAPACITY: 2.5 ML) - 1 NOS
1414 | STERI PETTE XL - EACH | STERI PETTE XL - EACH
1415 | STERILE CONNECTOR FOR CONNNECTING DEVICE - EACH | STERILE CONNECTOR FOR CONNNECTING DEVICE - EACH
1416 | Sterile filter tips packed in tip box-10µl (Polypropylene, sterile micro-pipette filter tips packed in tip boxes.) - 1 X 1000 PCS | STERILE FILTER TIPS PACKED IN TIP BOX-10µL (POLYPROPYLENE, STERILE MICRO-PIPETTE FILTER TIPS PACKED IN TIP BOXES.) - 1 X 1000 PCS
1417 | Sterile filter tips packed in tip box-1000µl (Polypropylene, sterile micro-pipette filter tips packed in tip boxes.) - 1 X 500 PCS | STERILE FILTER TIPS PACKED IN TIP BOX-1000µL (POLYPROPYLENE, STERILE MICRO-PIPETTE FILTER TIPS PACKED IN TIP BOXES.) - 1 X 500 PCS
1418 | Sterile filter tips packed in tip box-20µl (Polypropylene, sterile micro-pipette filter tips packed in tip boxes.) - 1 X 1000 PCS | STERILE FILTER TIPS PACKED IN TIP BOX-20µL (POLYPROPYLENE, STERILE MICRO-PIPETTE FILTER TIPS PACKED IN TIP BOXES.) - 1 X 1000 PCS
1419 | STERILIZED YELLOW – 1000 PCS. PER PACK | STERILIZED YELLOW – 1000 PCS. PER PACK
1420 | STICKER- 1500 STICKER PER PACK | STICKER- 1500 STICKER PER PACK
1421 | STOP WATCH – EACH PCS (SQUARE DESIGN, PLASTIC CONSTRUCTION AND LCD DISPLAY SHOW HOUR, MINUTE, SECOND, AM / PM INDICATOR, MONTH, DATA, AND DAY OF THE WEEK SELECT 12 OR 24 HOUR USER WITH CHRONOGRAPH STOPWATCHES 1/100 SECOND CHRONOGRAPH UP TO 23 HOURS, 59 MINUTES, 59 SECONDS - TIMER STOPWATCHES ALARM WITH 4 MINUTES SNOOZE POWERED BY ONE AG13 BUTTON CELL (INCLUDED) HOURLY CHIME FUNCTION AND ALARM FUNCTION ARE INCLUDED NYLON FABRIC NECK STRAP FOR EASY CARRYING SPLIT / RESET, MODE AND START / STOP BUTTONS FOR CONVENIENT OPERATION DIAL WINDOW MATERIAL TYPE: PLASTIC DIAL DISPLAY: DIGITAL) | STOP WATCH – EACH PCS (SQUARE DESIGN, PLASTIC CONSTRUCTION AND LCD DISPLAY SHOW HOUR, MINUTE, SECOND, AM / PM INDICATOR, MONTH, DATA, AND DAY OF THE WEEK SELECT 12 OR 24 HOUR USER WITH CHRONOGRAPH STOPWATCHES 1/100 SECOND CHRONOGRAPH UP TO 23 HOURS, 59 MINUTES, 59 SECONDS - TIMER STOPWATCHES ALARM WITH 4 MINUTES SNOOZE POWERED BY ONE AG13 BUTTON CELL (INCLUDED) HOURLY CHIME FUNCTION AND ALARM FUNCTION ARE INCLUDED NYLON FABRIC NECK STRAP FOR EASY CARRYING SPLIT / RESET, MODE AND START / STOP BUTTONS FOR CONVENIENT OPERATION DIAL WINDOW MATERIAL TYPE: PLASTIC DIAL DISPLAY: DIGITAL)
1422 | STRAIGHT WIRE EACH PACK | STRAIGHT WIRE EACH PACK
1423 | STRAINS 250 ML | STRAINS 250 ML
1424 | STREPTOMYCIN- 300 MCG (ANTIBIOTIC DISC) (250 DISC) | STREPTOMYCIN- 300 MCG (ANTIBIOTIC DISC) (250 DISC)
1425 | STREPTOMYCIN- 50 MCG (ANTIBIOTIC DISC) (250 DISC) | STREPTOMYCIN- 50 MCG (ANTIBIOTIC DISC) (250 DISC)
1426 | STRIP TUBE RETAINER (SHOULD BE CERTIFIED DNASE AND RNASE FREE, MUST HOLD 0.2ML 96 TUBES OR 12 STRIP TUBES AT A TIME ) - EACH | STRIP TUBE RETAINER (SHOULD BE CERTIFIED DNASE AND RNASE FREE, MUST HOLD 0.2ML 96 TUBES OR 12 STRIP TUBES AT A TIME ) - EACH
1427 | Strip tube retainer 0.2 x8 ml (12 strip Tubes) (Should be certified DNAse and RNAse free) - 1 X 10 NOS | STRIP TUBE RETAINER 0.2 X8 ML (12 STRIP TUBES) (SHOULD BE CERTIFIED DNASE AND RNASE FREE) - 1 X 10 NOS
1428 | STROMATO LYSER FBA - 5 LTRS | STROMATO LYSER FBA - 5 LTRS
1429 | STROMATO LYSER FFS - 42 ML | STROMATO LYSER FFS - 42 ML
1430 | STROMATOLYSER FOURTH DL(4DL) - 5 L | STROMATOLYSER FOURTH DL(4DL) - 5 L
1431 | STROPTOZOTOCINZ- 500 GM | STROPTOZOTOCINZ- 500 GM
1432 | SUBSTRATE FOR ALP- CONJUGATED 2 - AB TMB (3,3',5,5'-TETRAMETHYLBENZIDINE) DAB (3,3'-DIAMINOBENZINE)TETRAHYDROCHLOR - 5 GM | SUBSTRATE FOR ALP- CONJUGATED 2 - AB TMB (3,3',5,5'-TETRAMETHYLBENZIDINE) DAB (3,3'-DIAMINOBENZINE)TETRAHYDROCHLOR - 5 GM
1433 | SUBSTRATE FOR ALP- CONJUGATED 2*- AB NITRO BLUE TETRAZOLIUM CHLORIDE (NBT) - 1 GM | SUBSTRATE FOR ALP- CONJUGATED 2*- AB NITRO BLUE TETRAZOLIUM CHLORIDE (NBT) - 1 GM
1434 | SUCROSE - 500 GM | SUCROSE - 500 GM
1435 | SUCROSE POWDER - 500 GM | SUCROSE POWDER - 500 GM
1436 | SUDAN BLACK - 500ML | SUDAN BLACK - 500ML
1437 | SUDAN BLACK B POWDER- 250 GM | SUDAN BLACK B POWDER- 250 GM
1438 | SUDAN BLACK: 10 GM SPECIFICATION: COLOUR DARK BROWN BLACK, APPEARANCE (FORM) -POWDER MOLAR EXTINCTION COEFFICIENT @ 596NM ,MIN20,000 LOSS ON DRYING- MAX 5% | SUDAN BLACK: 10 GM SPECIFICATION: COLOUR DARK BROWN BLACK, APPEARANCE (FORM) -POWDER MOLAR EXTINCTION COEFFICIENT @ 596NM ,MIN20,000 LOSS ON DRYING- MAX 5%
1439 | SUDAN BLACK: 100GM | SUDAN BLACK: 100GM
1440 | SUGAR DISC CELLOTRISE- 4% - 1 VIAL | SUGAR DISC CELLOTRISE- 4% - 1 VIAL
1441 | SUGAR DISC DULCITOL- 4% - 1 VIAL | SUGAR DISC DULCITOL- 4% - 1 VIAL
1442 | SUGAR DISC FRUCTOSE- 4% - 1 VIAL | SUGAR DISC FRUCTOSE- 4% - 1 VIAL
1443 | SUGAR DISC GLUCOSE- 4% - 1 VIAL | SUGAR DISC GLUCOSE- 4% - 1 VIAL
1444 | SUGAR DISC INOSITOL- 4% - 1 VIAL | SUGAR DISC INOSITOL- 4% - 1 VIAL
1445 | SUGAR DISC LACTOSE- 4% - 1 VIAL | SUGAR DISC LACTOSE- 4% - 1 VIAL
1446 | SUGAR DISC MALTOSE- 4% - 1 VIAL | SUGAR DISC MALTOSE- 4% - 1 VIAL
1447 | SUGAR DISC MELIBIOSE- 4% - 1 VIAL | SUGAR DISC MELIBIOSE- 4% - 1 VIAL
1448 | SUGAR DISC RUFFINOSE- 4% - 1 VIAL | SUGAR DISC RUFFINOSE- 4% - 1 VIAL
1449 | SUGAR DISC SUCROSE- 4% - 1 VIAL | SUGAR DISC SUCROSE- 4% - 1 VIAL
1450 | SUGAR DISC TREHALOSE- 4% - 1 VIAL | SUGAR DISC TREHALOSE- 4% - 1 VIAL
1451 | SUGAR DISC XYLOSE- 4% - 1 VIAL | SUGAR DISC XYLOSE- 4% - 1 VIAL
1452 | SULFADIAZINE- 0.25 MCG (ANTIBIOTIC DISC) (250 DISC) | SULFADIAZINE- 0.25 MCG (ANTIBIOTIC DISC) (250 DISC)
1453 | SULFAMETHOXAZOLE- 23.75MCG (ANTIBIOTIC DISC) (250 DISC) | SULFAMETHOXAZOLE- 23.75MCG (ANTIBIOTIC DISC) (250 DISC)
1454 | SULFAMETHOXAZOLE-23.75 MCG + TRIMETHOPRIM- 1.25 MCG (ANTIBIOTIC DISC) (250 DISC) | SULFAMETHOXAZOLE-23.75 MCG + TRIMETHOPRIM- 1.25 MCG (ANTIBIOTIC DISC) (250 DISC)
1455 | SULFATHIAZOLE-0.25 MCG (ANTIBIOTIC DISC) (250 DISC) | SULFATHIAZOLE-0.25 MCG (ANTIBIOTIC DISC) (250 DISC)
1456 | SULFISOXAZOLE-0.25 MCG (ANTIBIOTIC DISC) (250 DISC) | SULFISOXAZOLE-0.25 MCG (ANTIBIOTIC DISC) (250 DISC)
1457 | SULFOLYSER - 5L | SULFOLYSER - 5L
1458 | SULPHOSALIC ACID - 500 GM | SULPHOSALIC ACID - 500 GM
1459 | SULPHOSALICYLIC ACID - 500 GM | SULPHOSALICYLIC ACID - 500 GM
1460 | SULPHUR POWDER - 500 GM | SULPHUR POWDER - 500 GM
1461 | SULPHURIC ACID (H2SO4) 20 % - 500 ML | SULPHURIC ACID (H2SO4) 20 % - 500 ML
1462 | SULPHURIC ACID (H2SO4) CONC- 500ML | SULPHURIC ACID (H2SO4) CONC- 500ML
1463 | SULTAX (CEFOAXIMEN + SULBACTAM) (ANTIBIOTIC DISC) (250 DISC) | SULTAX (CEFOAXIMEN + SULBACTAM) (ANTIBIOTIC DISC) (250 DISC)
1464 | SUPER MIX -25ML EACH | SUPER MIX -25ML EACH
1465 | SUPERSENSITIVE WASH BUFFER - 500 ML SPECIFICATION:- CONCENTRATED WASH BUFFER DILUTE 1 PART WITH 19 PARTS DEIONISED WATER. | SUPERSENSITIVE WASH BUFFER - 500 ML SPECIFICATION:- CONCENTRATED WASH BUFFER DILUTE 1 PART WITH 19 PARTS DEIONISED WATER.
1466 | SYAPTOPHYSIN - 1 ML | SYAPTOPHYSIN - 1 ML
1467 | SYBER SAFE(GEL STAIN , DNA) - 400 micro liter / PCS | SYBER SAFE(GEL STAIN , DNA) - 400 MICRO LITER / PCS
1468 | SYBR GREEN PCR MIX (500 REACTIONS) | SYBR GREEN PCR MIX (500 REACTIONS)
1469 | SYNAPTOPHYSIN - 1 ML | SYNAPTOPHYSIN - 1 ML
1470 | SYPHILLIS CARD - PER TEST | SYPHILLIS CARD - PER TEST
1471 | SYRINGE FILTER (0-2) UL / PCS | SYRINGE FILTER (0-2) UL / PCS
1472 | SYSTEM CALIBRATOR 100 ML | SYSTEM CALIBRATOR 100 ML
1473 | T3 ELISA KIT - 96 REACTION | T3 ELISA KIT - 96 REACTION
1474 | T4 ELISA KIT - 96 REACTION | T4 ELISA KIT - 96 REACTION
1475 | Tacrolimus control (level 1 & level 2) compatible with fully automated biochemistry/immunoassay analyzer Bidder should have peer group data of multiple equipments. Pack Size – 1 ml | TACROLIMUS CONTROL (LEVEL 1 & LEVEL 2) COMPATIBLE WITH FULLY AUTOMATED BIOCHEMISTRY/IMMUNOASSAY ANALYZER BIDDER SHOULD HAVE PEER GROUP DATA OF MULTIPLE EQUIPMENTS. PACK SIZE – 1 ML
1476 | TANK - SEROLOGICAL PIPETTE TANK - 100 PCS / PACK | TANK - SEROLOGICAL PIPETTE TANK - 100 PCS / PACK
1477 | TAQ POLYMERASE EACH - 500 U | TAQ POLYMERASE EACH - 500 U
1478 | TARTARIC ACID - 500 ML | TARTARIC ACID - 500 ML
1479 | T-BUTYL ALCOHOL- 500ML | T-BUTYL ALCOHOL- 500ML
1480 | TEASING NEEDLE FOR MYCOLOGY with plastic handle needle size minimum size 5" (Pack size, no = 5) | TEASING NEEDLE FOR MYCOLOGY WITH PLASTIC HANDLE NEEDLE SIZE MINIMUM SIZE 5" (PACK SIZE, NO = 5)
1481 | TELITHROMYCIN-15 MCG (ANTIBIOTIC DISC) (250 DISC) | TELITHROMYCIN-15 MCG (ANTIBIOTIC DISC) (250 DISC)
1482 | TELLURITE CEFIXIME SUPPLEMENT - 1 VIAL | TELLURITE CEFIXIME SUPPLEMENT - 1 VIAL
1483 | TEMOCILLIN- 30 MCG (ANTIBIOTIC DISC) (250 DISC) | TEMOCILLIN- 30 MCG (ANTIBIOTIC DISC) (250 DISC)
1484 | TERBINAFINE MIC E-STRIP - 1 X 10 STRIP EACH PACK | TERBINAFINE MIC E-STRIP - 1 X 10 STRIP EACH PACK
1485 | Testosterone control (level 1 & level 2) compatible with fully automated biochemistry/immunoassay analyzer Bidder should have peer group data of multiple equipments. Pack Size – 1 ml | TESTOSTERONE CONTROL (LEVEL 1 & LEVEL 2) COMPATIBLE WITH FULLY AUTOMATED BIOCHEMISTRY/IMMUNOASSAY ANALYZER BIDDER SHOULD HAVE PEER GROUP DATA OF MULTIPLE EQUIPMENTS. PACK SIZE – 1 ML
1486 | TETRA METHYL PHENYLENE- 250 ML | TETRA METHYL PHENYLENE- 250 ML
1487 | TETRACYCLINE- 10 MCG (ANTIBIOTIC DISC) (250 DISC) | TETRACYCLINE- 10 MCG (ANTIBIOTIC DISC) (250 DISC)
1488 | TETRACYCLINE- 5 MCG (ANTIBIOTIC DISC) (250 DISC) | TETRACYCLINE- 5 MCG (ANTIBIOTIC DISC) (250 DISC)
1489 | TETRAZOLIUM SALT - 1 KG | TETRAZOLIUM SALT - 1 KG
1490 | THC 100 ML | THC 100 ML
1491 | Therapeutic drug monitoring control level 1 (compatible with immunoassay analyzer) - 1 ML | THERAPEUTIC DRUG MONITORING CONTROL LEVEL 1 (COMPATIBLE WITH IMMUNOASSAY ANALYZER) - 1 ML
1492 | Therapeutic drug monitoring control level 2 (compatible with immunoassay analyzer) - 1 ML | THERAPEUTIC DRUG MONITORING CONTROL LEVEL 2 (COMPATIBLE WITH IMMUNOASSAY ANALYZER) - 1 ML
1493 | Therapeutic drug monitoring control level 3 (compatible with immunoassay analyzer) - 1 ML | THERAPEUTIC DRUG MONITORING CONTROL LEVEL 3 (COMPATIBLE WITH IMMUNOASSAY ANALYZER) - 1 ML
1494 | THIAMIN HYDROCHLORIDE - 25 GM | THIAMIN HYDROCHLORIDE - 25 GM
1495 | THIO UREA - 500GM | THIO UREA - 500GM
1496 | THIOACETAMIDE - 100 GM | THIOACETAMIDE - 100 GM
1497 | THIOSEMICARBAXIDE 0.5 % - 100 ML | THIOSEMICARBAXIDE 0.5 % - 100 ML
1498 | THIOSEMICARBAZIDE - 100 GM | THIOSEMICARBAZIDE - 100 GM
1499 | THIOSULFATE CITRATE BILE SUCROSE (TCBS) AGAR - 500 GM | THIOSULFATE CITRATE BILE SUCROSE (TCBS) AGAR - 500 GM
1500 | THYMOL 1 KIT | THYMOL 1 KIT
1501 | THYMOL BLUE- 500 GM | THYMOL BLUE- 500 GM
1502 | TIBC (compatible with for fully automated EM-360 biochemistry analyzer) – 100 ML | TIBC (COMPATIBLE WITH FOR FULLY AUTOMATED EM-360 BIOCHEMISTRY ANALYZER) – 100 ML
1503 | TICARCILIN (ANTIBIOTIC DISC)75MCG (250 DISC) | TICARCILIN (ANTIBIOTIC DISC)75MCG (250 DISC)
1504 | TIGECYCLIN (ANTIBIOTIC DISC)15MCG (250 DISC) | TIGECYCLIN (ANTIBIOTIC DISC)15MCG (250 DISC)
1505 | TINCTURE BENZOIN - 400 ML | TINCTURE BENZOIN - 400 ML
1506 | TINCTURE IODINE - 400 ML | TINCTURE IODINE - 400 ML
1507 | TIPS - FILTER TIPS 10 UL - 100 UL - 96 TIPES | TIPS - FILTER TIPS 10 UL - 100 UL - 96 TIPES
1508 | TIPS - FILTER TIPS 100 UL - 1000 UL - 96 TIPES | TIPS - FILTER TIPS 100 UL - 1000 UL - 96 TIPES
1509 | TIPS - FILTER TIPS 2 UL - 10 UL - 96 TIPES | TIPS - FILTER TIPS 2 UL - 10 UL - 96 TIPES
1510 | TIPS - FILTER TIPS 20 UL - 200 UL - 96 TIPES | TIPS - FILTER TIPS 20 UL - 200 UL - 96 TIPES
1511 | TIPS - FILTERED TIPS 200 - 1000UL - 96 TIPES | TIPS - FILTERED TIPS 200 - 1000UL - 96 TIPES
1512 | TIPS - STERILE FILTERED TIPS 01-10UL - 96 TIPES | TIPS - STERILE FILTERED TIPS 01-10UL - 96 TIPES
1513 | TIPS - STERILE FILTERED TIPS 02-20UL - 96 TIPES | TIPS - STERILE FILTERED TIPS 02-20UL - 96 TIPES
1514 | TIPS - STERILE FILTERED TIPS 100- 1000UL - 96 TIPES | TIPS - STERILE FILTERED TIPS 100- 1000UL - 96 TIPES
1515 | TIPS - STERILE FILTERED TIPS 10-100UL - 96 TIPES | TIPS - STERILE FILTERED TIPS 10-100UL - 96 TIPES
1516 | TIPS - STERILE FILTERED TIPS 20-200UL - 96 TIPES | TIPS - STERILE FILTERED TIPS 20-200UL - 96 TIPES
1517 | TIPS - STERILE FILTERED TIPS 1-50UL - 96PC | TIPS - STERILE FILTERED TIPS 1-50UL - 96PC
1518 | TIPS - STERILE MICROTIPS (0.5-10UL) (CLEAR PRE-STERILE, NONFILTER MICROTIPS) - 1 X 1000 PCS | TIPS - STERILE MICROTIPS (0.5-10UL) (CLEAR PRE-STERILE, NONFILTER MICROTIPS) - 1 X 1000 PCS
1519 | TIPS - STERILE MICROTIPS (1000UL) (CLEAR PRE-STERILE, NON-FILTER MICROTIPS) - 1 X 500 PCS | TIPS - STERILE MICROTIPS (1000UL) (CLEAR PRE-STERILE, NON-FILTER MICROTIPS) - 1 X 500 PCS
1520 | TIPS - STERILE MICROTIPS (20-200UL) (POLYPROPYLENE, PRE-STERILE, NON-FILTER, YELLOW MICROTIPS WITHOUT TIP BOX) - 1 X 1000 PCS | TIPS - STERILE MICROTIPS (20-200UL) (POLYPROPYLENE, PRE-STERILE, NON-FILTER, YELLOW MICROTIPS WITHOUT TIP BOX) - 1 X 1000 PCS
1521 | TISSUE CAPSULE /EMBEDDING CASSETTE PACK SIZE 40x28x13,6mm, pack of 100 | TISSUE CAPSULE /EMBEDDING CASSETTE PACK SIZE 40X28X13,6MM, PACK OF 100
1522 | TISSUE CAPSULE /EMBEDDING CASSETTE (SMALL) | TISSUE CAPSULE /EMBEDDING CASSETTE (SMALL)
1523 | TISSUE CASSATE - 1000 PC | TISSUE CASSATE - 1000 PC
1524 | TISSUE CASSATE LEICA- 1000 PC | TISSUE CASSATE LEICA- 1000 PC
1525 | TISSUE EMBEDDING CASSETTE – (LARGE ) MADE FROM ACETYL POLYMER RESISTANT TO HISTOLOGICAL SOLVENTS NON-CYTOTOXIC, NON-METALLIC COLORS STORAGE TEMP. ROOM TEMP EACH MEASURES: 3X2.5X0.4 CM. | TISSUE EMBEDDING CASSETTE – (LARGE ) MADE FROM ACETYL POLYMER RESISTANT TO HISTOLOGICAL SOLVENTS NON-CYTOTOXIC, NON-METALLIC COLORS STORAGE TEMP. ROOM TEMP EACH MEASURES: 3X2.5X0.4 CM.
1526 | TISSUE EMBEDDING CASSETTE – (SMALL)MADE FROM ACETYL POLYMER RESISTANT TO HISTOLOGICAL SOLVENTS NON-CYTOTOXIC, NON-METALLIC COLORS STORAGE TEMP. ROOM TEMP EACH SLOT MEASURES: 1 X 5 MM, TOTAL 128 SLOTS PER CASSETTE | TISSUE EMBEDDING CASSETTE – (SMALL)MADE FROM ACETYL POLYMER RESISTANT TO HISTOLOGICAL SOLVENTS NON-CYTOTOXIC, NON-METALLIC COLORS STORAGE TEMP. ROOM TEMP EACH SLOT MEASURES: 1 X 5 MM, TOTAL 128 SLOTS PER CASSETTE
1527 | TISSUE FREEZING MEDIA - 200 ML | TISSUE FREEZING MEDIA - 200 ML
1528 | TISSUE FREEZING MEDIA -125 ML | TISSUE FREEZING MEDIA -125 ML
1529 | TITRIPLEX - 5 L | TITRIPLEX - 5 L
1530 | TOBIDINE BLUE- 250 GM | TOBIDINE BLUE- 250 GM
1531 | TOLUENE- 250 ML | TOLUENE- 250 ML
1532 | TOLUIDINE BLUE 100ML | TOLUIDINE BLUE 100ML
1533 | total IgA with calibrator (compatible with for fully automated EM-360 biochemistry analyzer) - 100 ML | TOTAL IGA WITH CALIBRATOR (COMPATIBLE WITH FOR FULLY AUTOMATED EM-360 BIOCHEMISTRY ANALYZER) - 100 ML
1534 | TOTAL IRON KIT- 150ML | TOTAL IRON KIT- 150ML
1535 | Total PSA control (level 1 & level 2) compatible with fully automated biochemistry/immunoassay analyzer Bidder should have peer group data of multiple equipments. Pack Size – 1 ml | TOTAL PSA CONTROL (LEVEL 1 & LEVEL 2) COMPATIBLE WITH FULLY AUTOMATED BIOCHEMISTRY/IMMUNOASSAY ANALYZER BIDDER SHOULD HAVE PEER GROUP DATA OF MULTIPLE EQUIPMENTS. PACK SIZE – 1 ML
1536 | TOUGH SPOTS ASSORTED COLOURS - EACH | TOUGH SPOTS ASSORTED COLOURS - EACH
1537 | TOXO IGG ELISA - 1 X 96 (1 PACK) | TOXO IGG ELISA - 1 X 96 (1 PACK)
1538 | TOXO RAPID IGG/ IGM - 50 TESTS | TOXO RAPID IGG/ IGM - 50 TESTS
1539 | TRANSFERIN 1 KIT | TRANSFERIN 1 KIT
1540 | Transferrin Calibrator (compatible with for fully automated EM-360 biochemistry analyzer) - 5 ML | TRANSFERRIN CALIBRATOR (COMPATIBLE WITH FOR FULLY AUTOMATED EM-360 BIOCHEMISTRY ANALYZER) - 5 ML
1541 | Transferrin control (level 1 & level 2) compatible with fully automated biochemistry/immunoassay analyzer Bidder should have peer group data of multiple equipments. Pack Size – 1 ml | TRANSFERRIN CONTROL (LEVEL 1 & LEVEL 2) COMPATIBLE WITH FULLY AUTOMATED BIOCHEMISTRY/IMMUNOASSAY ANALYZER BIDDER SHOULD HAVE PEER GROUP DATA OF MULTIPLE EQUIPMENTS. PACK SIZE – 1 ML
1542 | Transferrin control level 1 (compatible with for fully automated EM-360 biochemistry analyzer) - 1 ML | TRANSFERRIN CONTROL LEVEL 1 (COMPATIBLE WITH FOR FULLY AUTOMATED EM-360 BIOCHEMISTRY ANALYZER) - 1 ML
1543 | Transferrin kit (compatible with for fully automated EM-360 biochemistry analyzer) - 100 ML | TRANSFERRIN KIT (COMPATIBLE WITH FOR FULLY AUTOMATED EM-360 BIOCHEMISTRY ANALYZER) - 100 ML
1544 | Transferrrin control level 2 (compatible with for fully automated EM-360 biochemistry analyzer) - 1 ML | TRANSFERRRIN CONTROL LEVEL 2 (COMPATIBLE WITH FOR FULLY AUTOMATED EM-360 BIOCHEMISTRY ANALYZER) - 1 ML
1545 | TRAY - DRAINING TRAY - IT SHOULD BE MADEUP OF POLYCARBONATE, AUTOCLAVABLE, DIMENTION SHOULD BE (MM)- 400X300X100 (LBH) - 1 NOS | TRAY - DRAINING TRAY - IT SHOULD BE MADEUP OF POLYCARBONATE, AUTOCLAVABLE, DIMENTION SHOULD BE (MM)- 400X300X100 (LBH) - 1 NOS
1546 | TRAY - ICE TRAY - 3'' X 6'' EACH | TRAY - ICE TRAY - 3'' X 6'' EACH
1547 | TRAY - TRAY 3000ML | TRAY - TRAY 3000ML
1548 | TRAY - UTILITY TRAY EACH | TRAY - UTILITY TRAY EACH
1549 | TRIBUTYRIN AGAR - 500 GM | TRIBUTYRIN AGAR - 500 GM
1550 | TRICHROME STAIN ( MASSON KIT): SPECIFICATION : ANILINE BLUE SOLUTION-250ML BIEBRICH SCARLET- ACID FUSCHIN SOLUTION-250ML PHOSPHOMOLYBDIC ACID SOLUTION-250ML PHOSPHOTUNNGSTIC ACID SOLUTION -250ML | TRICHROME STAIN ( MASSON KIT): SPECIFICATION : ANILINE BLUE SOLUTION-250ML BIEBRICH SCARLET- ACID FUSCHIN SOLUTION-250ML PHOSPHOMOLYBDIC ACID SOLUTION-250ML PHOSPHOTUNNGSTIC ACID SOLUTION -250ML
1551 | TRIFLUOROACETIC ACID - 500 ML | TRIFLUOROACETIC ACID - 500 ML
1552 | TRIMOLOL 0.25% - EACH | TRIMOLOL 0.25% - EACH
1553 | TRIMOLOL 5% - EACH | TRIMOLOL 5% - EACH
1554 | TRIPHICASEPEPTEN- 250 GM | TRIPHICASEPEPTEN- 250 GM
1555 | TRIPPLE ENZYMATIC CLEANER - EACH | TRIPPLE ENZYMATIC CLEANER - EACH
1556 | TRIS BUFFER (0.2 MOL/L) PLT 9.0 – 500 ML | TRIS BUFFER (0.2 MOL/L) PLT 9.0 – 500 ML
1557 | TRIS POWDER (500GM) (ACS GRADE, FOR MOLECULAR BIOLOGY USE) | TRIS POWDER (500GM) (ACS GRADE, FOR MOLECULAR BIOLOGY USE)
1558 | TRIS-CHLORIDE - 500GM | TRIS-CHLORIDE - 500GM
1559 | TRIS-SATURATED PHENOL - 500 ML | TRIS-SATURATED PHENOL - 500 ML
1560 | TRITON X-100 - 500 ML | TRITON X-100 - 500 ML
1561 | Troponin I/T 100 ml | TROPONIN I/T 100 ML
1562 | Troponin T/Tropnin I control (level 1 & level 2) compatible with fully automated biochemistry/immunoassay analyzer Bidder should have peer group data of multiple equipments. Pack Size – 1 ml | TROPONIN T/TROPNIN I CONTROL (LEVEL 1 & LEVEL 2) COMPATIBLE WITH FULLY AUTOMATED BIOCHEMISTRY/IMMUNOASSAY ANALYZER BIDDER SHOULD HAVE PEER GROUP DATA OF MULTIPLE EQUIPMENTS. PACK SIZE – 1 ML
1563 | TROPORINE I STRIPE- 10 T | TROPORINE I STRIPE- 10 T
1564 | TRYPTIC SOYA BROTH - 500 GM | TRYPTIC SOYA BROTH - 500 GM
1565 | TRYPTONE BROTH - 500 GM | TRYPTONE BROTH - 500 GM
1566 | TRYPTONE SOYA YEAST EXTRACT AGAR - 500 GM | TRYPTONE SOYA YEAST EXTRACT AGAR - 500 GM
1567 | TSH ELISA KIT - 96 REACTION | TSH ELISA KIT - 96 REACTION
1568 | TUBE - 1.7 ML LoBind microcentrifuge tube - 1 X 1000 NOS | TUBE - 1.7 ML LOBIND MICROCENTRIFUGE TUBE - 1 X 1000 NOS
1569 | TUBE - 5 ml LoBind microcentrifuge tube - 1 X 500 NOS | TUBE - 5 ML LOBIND MICROCENTRIFUGE TUBE - 1 X 500 NOS
1570 | TUBE - ACD BUFFER TUBES (9ML YELLOW CAPPED TUBE FILLED WITH ACD BUFFER (ANTICOAGULANT) TO BE USED FOR BLOOD COLLECTION) | TUBE - ACD BUFFER TUBES (9ML YELLOW CAPPED TUBE FILLED WITH ACD BUFFER (ANTICOAGULANT) TO BE USED FOR BLOOD COLLECTION)
1571 | TUBE - BLOOD RNA TUBE (BLOOD TRANSPORT TUBES FOR RNA STABILITY, CONTAINIG 50 TUBES PER PACK) | TUBE - BLOOD RNA TUBE (BLOOD TRANSPORT TUBES FOR RNA STABILITY, CONTAINIG 50 TUBES PER PACK)
1572 | TUBE - CONICAL FALCON GRADUATED 15 ML EACH | TUBE - CONICAL FALCON GRADUATED 15 ML EACH
1573 | TUBE - CULTURE TUBE 10 X 100 MM – EACH | TUBE - CULTURE TUBE 10 X 100 MM – EACH
1574 | TUBE - CYLINDRICAL GLASS TUBES FOR COLUMN CHROMATOGRAPHY - EACH | TUBE - CYLINDRICAL GLASS TUBES FOR COLUMN CHROMATOGRAPHY - EACH
1575 | TUBE - DREYER'S TUBE -50PCS | TUBE - DREYER'S TUBE -50PCS
1576 | TUBE - DURHAMS TUBE- 1' INCH SIZE- 1000 PCS | TUBE - DURHAMS TUBE- 1' INCH SIZE- 1000 PCS
1577 | TUBE - FELIX TUBE-50 PCS | TUBE - FELIX TUBE-50 PCS
1578 | TUBE - GLASS CAPILLARY TUBE (100 MM LENGTH) - 100 PCS PACK | TUBE - GLASS CAPILLARY TUBE (100 MM LENGTH) - 100 PCS PACK
1579 | TUBE - GLASS CAPILLARY TUBE (90 MM LENGTH) - 100 PCS PACK | TUBE - GLASS CAPILLARY TUBE (90 MM LENGTH) - 100 PCS PACK
1580 | TUBE - ID SAMPLE TUBE - 96 WELL | TUBE - ID SAMPLE TUBE - 96 WELL
1581 | TUBE - KAHN TEST TUBE 100 PCS PACK | TUBE - KAHN TEST TUBE 100 PCS PACK
1582 | TUBE - MCFARLAND TUBE WITH AUTOCLAVABLE CORK - EACH PCS | TUBE - MCFARLAND TUBE WITH AUTOCLAVABLE CORK - EACH PCS
1583 | TUBE - MICROCENTRIFUGE TUBE - 0.5ML (STERILE, CLEAR, SHOULD HAVE FROSTED CAP SURFACES FOR LABELING) - 100 PCS PER PACK | TUBE - MICROCENTRIFUGE TUBE - 0.5ML (STERILE, CLEAR, SHOULD HAVE FROSTED CAP SURFACES FOR LABELING) - 100 PCS PER PACK
1584 | TUBE - MICROCENTRIFUGE TUBE - 1.5ML (STERILE, CLEAR, SHOULD HAVE FROSTED CAP SURFACES FOR LABELING) - 500 PCS PER PACK | TUBE - MICROCENTRIFUGE TUBE - 1.5ML (STERILE, CLEAR, SHOULD HAVE FROSTED CAP SURFACES FOR LABELING) - 500 PCS PER PACK
1585 | TUBE - MICROCENTRIFUGE TUBE - 2.0ML (STERILE, CLEAR, SHOULD HAVE FROSTED CAP SURFACES FOR LABELING) - 500 PCS PER PACK | TUBE - MICROCENTRIFUGE TUBE - 2.0ML (STERILE, CLEAR, SHOULD HAVE FROSTED CAP SURFACES FOR LABELING) - 500 PCS PER PACK
1586 | TUBE - MICROCENTRIFUGE TUBE - AMBER MICROCENTRIFUGE TUBES- 1.5ML (STERILE, BROWN COLOR MCT TUBES) - 1 X 500 PCS | TUBE - MICROCENTRIFUGE TUBE - AMBER MICROCENTRIFUGE TUBES- 1.5ML (STERILE, BROWN COLOR MCT TUBES) - 1 X 500 PCS
1587 | TUBE - PCR 0.2 ML STRIP TUBES WITH CAP (8 TUBE STRIP)(IT SHOULD BE MADEUP OF POLYPROPYLENE, EACH STRIP SHOULD CONTAIN 8 TUBES, MUST SUPPLIED WITH SEPARATE DOMED CAP STRIP ) - 500 PCS PER PACK | TUBE - PCR 0.2 ML STRIP TUBES WITH CAP (8 TUBE STRIP)(IT SHOULD BE MADEUP OF POLYPROPYLENE, EACH STRIP SHOULD CONTAIN 8 TUBES, MUST SUPPLIED WITH SEPARATE DOMED CAP STRIP ) - 500 PCS PER PACK
1588 | TUBE - PCR STRIPS TUBES (200 UL) WITH FLAT CAPS [500 STRIPS]( PACKS)(POLYPROPYLENE PCR TUBE, 0.2ML, 8 TUBES/STRIP, DOME CAPS SHOULD BE SUPPLIED SEPARATELY (NOT ATTACHED TO THE TUBES)) - 1 X 120 PCS | TUBE - PCR STRIPS TUBES (200 UL) WITH FLAT CAPS [500 STRIPS]( PACKS)(POLYPROPYLENE PCR TUBE, 0.2ML, 8 TUBES/STRIP, DOME CAPS SHOULD BE SUPPLIED SEPARATELY (NOT ATTACHED TO THE TUBES)) - 1 X 120 PCS
1589 | TUBE - PCR TUBE WITH CAP 0.1ML – 100 PC | TUBE - PCR TUBE WITH CAP 0.1ML – 100 PC
1590 | TUBE - PCR TUBE WITH CAP 0.2ML – 100 PC | TUBE - PCR TUBE WITH CAP 0.2ML – 100 PC
1591 | TUBE - PCR TUBE WITH CAPS 0.1UL STRIP - 125 PCS PER PACK | TUBE - PCR TUBE WITH CAPS 0.1UL STRIP - 125 PCS PER PACK
1592 | TUBE - PCR TUBE WITH CAPS 0.2UL STRIP -125 PCS PER PACK | TUBE - PCR TUBE WITH CAPS 0.2UL STRIP -125 PCS PER PACK
1593 | TUBE - ROBO TUBE- EACH | TUBE - ROBO TUBE- EACH
1594 | TUBE - TISSUE CARRIER RNA TUBE - 500 PCS / PACK | TUBE - TISSUE CARRIER RNA TUBE - 500 PCS / PACK
1595 | TUBE - TREATED TUBES - 500 PCS / PACK | TUBE - TREATED TUBES - 500 PCS / PACK
1596 | TUBE - Tube rack for 25 Falcon tubes (Volume 15 ml) (Plastic racks for holding 15 ml falcon tubes) - 1 NOS | TUBE - TUBE RACK FOR 25 FALCON TUBES (VOLUME 15 ML) (PLASTIC RACKS FOR HOLDING 15 ML FALCON TUBES) - 1 NOS
1597 | TUBE - Tube rack for 25 Falcon tubes (Volume 50 ml) (Plastic racks for holding 50 ml falcon tubes) - 1 NOS | TUBE - TUBE RACK FOR 25 FALCON TUBES (VOLUME 50 ML) (PLASTIC RACKS FOR HOLDING 50 ML FALCON TUBES) - 1 NOS
1598 | TUBE - TUBE WITH TRANSPARENT LABEL - 1000 PCS | TUBE - TUBE WITH TRANSPARENT LABEL - 1000 PCS
1599 | TUBE - WINTROBE TUBE - EACH TUBE | TUBE - WINTROBE TUBE - EACH TUBE
1600 | TUBE LEVELER - EACH | TUBE LEVELER - EACH
1601 | TUBERCULIN DILUTED PPD 10 TU- 5ML | TUBERCULIN DILUTED PPD 10 TU- 5ML
1602 | TUBERCULIN DILUTED PPD 2TU- 5ML | TUBERCULIN DILUTED PPD 2TU- 5ML
1603 | TUBERCULIN DILUTED PPD 5TU- 5ML | TUBERCULIN DILUTED PPD 5TU- 5ML
1604 | TYPHIDOT KIT FOR SALMONELLA TYPHI - 50 TEST | TYPHIDOT KIT FOR SALMONELLA TYPHI - 50 TEST
1605 | UDP-GLUCOSE (250MG) (% PURITY (HPLC) > 98) | UDP-GLUCOSE (250MG) (% PURITY (HPLC) > 98)
1606 | UIBC (compatible with for fully automated EM-360 biochemistry analyzer) – 100 ML | UIBC (COMPATIBLE WITH FOR FULLY AUTOMATED EM-360 BIOCHEMISTRY ANALYZER) – 100 ML
1607 | UIBC/TIBS - 100 ML ( STANDARD COMPATIBLE WITH DIRUI CS-240 SYSTEM PACK) | UIBC/TIBS - 100 ML ( STANDARD COMPATIBLE WITH DIRUI CS-240 SYSTEM PACK)
1608 | Ultra sensitive TSH control (level 1 & level 2) compatible with fully automated biochemistry/immunoassay analyzer Bidder should have peer group data of multiple equipments. Pack Size – 5 ml | ULTRA SENSITIVE TSH CONTROL (LEVEL 1 & LEVEL 2) COMPATIBLE WITH FULLY AUTOMATED BIOCHEMISTRY/IMMUNOASSAY ANALYZER BIDDER SHOULD HAVE PEER GROUP DATA OF MULTIPLE EQUIPMENTS. PACK SIZE – 5 ML
1609 | URACIL DNA GLYCOSYLASE (1 VIAL OF 1 UNIT/ UL 200 UL) | URACIL DNA GLYCOSYLASE (1 VIAL OF 1 UNIT/ UL 200 UL)
1610 | Urease Disc Pack size - 1 X 50 Pcs | UREASE DISC PACK SIZE - 1 X 50 PCS
1611 | URINALYSIS CONTROL (compatible with for fully automated EM-360 biochemistry analyzer) – 12 ML | URINALYSIS CONTROL (COMPATIBLE WITH FOR FULLY AUTOMATED EM-360 BIOCHEMISTRY ANALYZER) – 12 ML
1612 | URINALYSIS CONTROL - 1 ML | URINALYSIS CONTROL - 1 ML
1613 | Urine Albumin - 100 ml | URINE ALBUMIN - 100 ML
1614 | Urine analysis controls controls (Compatible with standard equipments) – 12 ml | URINE ANALYSIS CONTROLS CONTROLS (COMPATIBLE WITH STANDARD EQUIPMENTS) – 12 ML
1615 | Urine Calcium - 100 ml | URINE CALCIUM - 100 ML
1616 | URINE CALIBRATOR (compatible with for fully automated EM-360 biochemistry analyzer) – 5 ML | URINE CALIBRATOR (COMPATIBLE WITH FOR FULLY AUTOMATED EM-360 BIOCHEMISTRY ANALYZER) – 5 ML
1617 | URINE CALIBRATOR - 100 ML | URINE CALIBRATOR - 100 ML
1618 | Urine chemistry control controls (Compatible with standard equipments) – 1 ml | URINE CHEMISTRY CONTROL CONTROLS (COMPATIBLE WITH STANDARD EQUIPMENTS) – 1 ML
1619 | URINE CHEMISTRY CONTROL including microprotein (compatible with for fully automated EM-360 biochemistry analyzer) – 12 ML | URINE CHEMISTRY CONTROL INCLUDING MICROPROTEIN (COMPATIBLE WITH FOR FULLY AUTOMATED EM-360 BIOCHEMISTRY ANALYZER) – 12 ML
1620 | Urine Creatinine - 100 ml | URINE CREATININE - 100 ML
1621 | Urine Microalbumin control level 1 (compatible with for fully automated EM-360 biochemistry analyzer) – 1 ML | URINE MICROALBUMIN CONTROL LEVEL 1 (COMPATIBLE WITH FOR FULLY AUTOMATED EM-360 BIOCHEMISTRY ANALYZER) – 1 ML
1622 | Urine Microalbumin control level 2 (compatible with for fully automated EM-360 biochemistry analyzer) – 1 ML | URINE MICROALBUMIN CONTROL LEVEL 2 (COMPATIBLE WITH FOR FULLY AUTOMATED EM-360 BIOCHEMISTRY ANALYZER) – 1 ML
1623 | Urine Microalbumin kit (compatible with for fully automated EM-360 biochemistry analyzer) – 100 ML | URINE MICROALBUMIN KIT (COMPATIBLE WITH FOR FULLY AUTOMATED EM-360 BIOCHEMISTRY ANALYZER) – 100 ML
1624 | Urine Myoglobulin - 100 ml | URINE MYOGLOBULIN - 100 ML
1625 | Urine Phosphorous - 100 ml | URINE PHOSPHOROUS - 100 ML
1626 | URINE POT - 60 ML EACH | URINE POT - 60 ML EACH
1627 | Urine Potassium - 100 ml | URINE POTASSIUM - 100 ML
1628 | Urine sodium - 100 ml | URINE SODIUM - 100 ML
1629 | Urine Urea - 100 ml | URINE UREA - 100 ML
1630 | URINOMETER EACH | URINOMETER EACH
1631 | UTM - 1 X 96 WELL | UTM - 1 X 96 WELL
1632 | UV SAFETY GOGGLES-96W | UV SAFETY GOGGLES-96W
1633 | VALPROIC ACID 100 ML | VALPROIC ACID 100 ML
1634 | Valproic acid control (level 1 & level 2) compatible with fully automated biochemistry/immunoassay analyzer Bidder should have peer group data of multiple equipments. Pack Size – 1 ml | VALPROIC ACID CONTROL (LEVEL 1 & LEVEL 2) COMPATIBLE WITH FULLY AUTOMATED BIOCHEMISTRY/IMMUNOASSAY ANALYZER BIDDER SHOULD HAVE PEER GROUP DATA OF MULTIPLE EQUIPMENTS. PACK SIZE – 1 ML
1635 | VANCOMYCIN MIC E-STRIP 1 X 10 STRIP | VANCOMYCIN MIC E-STRIP 1 X 10 STRIP
1636 | VANCOMYCIN POWDER 50 GM for MIC | VANCOMYCIN POWDER 50 GM FOR MIC
1637 | VARICELLA ZOSTER IGM ELISA - 1 X 96W | VARICELLA ZOSTER IGM ELISA - 1 X 96W
1638 | VIAL - BOMIN VIAL - 10 ML EACH | VIAL - BOMIN VIAL - 10 ML EACH
1639 | VIAL - BROMINE VIAL - 100 PCS | VIAL - BROMINE VIAL - 100 PCS
1640 | VIAL - CLOT ACTIVATOR PAEDIATRIC BLOOD COLLECTION TUBES WITH CAP FOR SERUM (VOLUME - 400 UL) - EACH VIAL | VIAL - CLOT ACTIVATOR PAEDIATRIC BLOOD COLLECTION TUBES WITH CAP FOR SERUM (VOLUME - 400 UL) - EACH VIAL
1641 | VIAL - CLOT ACTIVATOR PAEDIATRIC BLOOD COLLECTION TUBES WITH CAP FOR SERUM (VOLUME - 600 UL) - EACH VIAL | VIAL - CLOT ACTIVATOR PAEDIATRIC BLOOD COLLECTION TUBES WITH CAP FOR SERUM (VOLUME - 600 UL) - EACH VIAL
1642 | VIAL - PAEDIATRIC BLOOD COLLECTION TUBES WITH SPRAY DRIED K2 EDTA (VOLUME - 250 UL) - EACH VIAL | VIAL - PAEDIATRIC BLOOD COLLECTION TUBES WITH SPRAY DRIED K2 EDTA (VOLUME - 250 UL) - EACH VIAL
1643 | VIAL - PAEDIATRIC BLOOD COLLECTION TUBES WITH SPRAY DRIED K2 EDTA (VOLUME -500 UL) - EACH VIAL | VIAL - PAEDIATRIC BLOOD COLLECTION TUBES WITH SPRAY DRIED K2 EDTA (VOLUME -500 UL) - EACH VIAL
1644 | VIAL - PROTEINASE K - 20 MG ( VIAL) | VIAL - PROTEINASE K - 20 MG ( VIAL)
1645 | VIALS - Sodium Heparin Vials (Green Top) (75 mm Green, sterilized and should be made up of Polyethylene Terephthalate (PET)) - 1 X 100 PCS | VIALS - SODIUM HEPARIN VIALS (GREEN TOP) (75 MM GREEN, STERILIZED AND SHOULD BE MADE UP OF POLYETHYLENE TEREPHTHALATE (PET)) - 1 X 100 PCS
1646 | VICTORIA BLUE 1.5 % - 500 ML | VICTORIA BLUE 1.5 % - 500 ML
1647 | VIMENTIN - 1 ML | VIMENTIN - 1 ML
1648 | VIOLET RED BILE GLUCOSE AGAR - 500 GM | VIOLET RED BILE GLUCOSE AGAR - 500 GM
1649 | Virology controls (Compatible with standard equipments) Pack Size – 1 ml | VIROLOGY CONTROLS (COMPATIBLE WITH STANDARD EQUIPMENTS) PACK SIZE – 1 ML
1650 | Vitamin B12 control (level 1 & level 2) compatible with fully automated biochemistry/immunoassay analyzer Bidder should have peer group data of multiple equipments. Pack Size – 1 ml | VITAMIN B12 CONTROL (LEVEL 1 & LEVEL 2) COMPATIBLE WITH FULLY AUTOMATED BIOCHEMISTRY/IMMUNOASSAY ANALYZER BIDDER SHOULD HAVE PEER GROUP DATA OF MULTIPLE EQUIPMENTS. PACK SIZE – 1 ML
1651 | Vitamin D control (compatible with for fully automated EM-360 biochemistry analyzer) - 1 ML | VITAMIN D CONTROL (COMPATIBLE WITH FOR FULLY AUTOMATED EM-360 BIOCHEMISTRY ANALYZER) - 1 ML
1652 | Vitamin D3 total control (level 1 & level 2) compatible with fully automated biochemistry/immunoassay analyzer Bidder should have peer group data of multiple equipments. Pack Size – 1 ml | VITAMIN D3 TOTAL CONTROL (LEVEL 1 & LEVEL 2) COMPATIBLE WITH FULLY AUTOMATED BIOCHEMISTRY/IMMUNOASSAY ANALYZER BIDDER SHOULD HAVE PEER GROUP DATA OF MULTIPLE EQUIPMENTS. PACK SIZE – 1 ML
1653 | Vitamin-D with calibrator (compatible with for fully automated EM-360 biochemistry analyzer) - 100 ML | VITAMIN-D WITH CALIBRATOR (COMPATIBLE WITH FOR FULLY AUTOMATED EM-360 BIOCHEMISTRY ANALYZER) - 100 ML
1654 | VON KOSSA STAIN - 100 GM | VON KOSSA STAIN - 100 GM
1655 | VORICONAZOLE MIC E-STRIP - 1 X 10 STRIP PER PACK | VORICONAZOLE MIC E-STRIP - 1 X 10 STRIP PER PACK
1656 | VORICONAZOLE POWDER (SOLUBILIZED POWDER, Γ-IRRADIATED ) 1 mg | VORICONAZOLE POWDER (SOLUBILIZED POWDER, Γ-IRRADIATED ) 1 MG
1657 | VORTEX SHAKER - 1 PCS | VORTEX SHAKER - 1 PCS
1658 | VP REAGENT 100 ML | VP REAGENT 100 ML
1659 | VTM - 1 X 96 WELL | VTM - 1 X 96 WELL
1660 | WASH CONCENTRATE - 100 ML | WASH CONCENTRATE - 100 ML
1661 | WASH SOLUTION - 5 LTR | WASH SOLUTION - 5 LTR
1662 | WEIGERT'S IRON HEMATOXYLIN - 25 GM | WEIGERT'S IRON HEMATOXYLIN - 25 GM
1663 | WEST NILE IGM ELISA - 1 X 96 WELL | WEST NILE IGM ELISA - 1 X 96 WELL
1664 | WHITE PETROLEUM JELLY (WHITE VASELINE) - 1 KG | WHITE PETROLEUM JELLY (WHITE VASELINE) - 1 KG
1665 | WHOLE BLOOD EXTRACTION KIT- 250 TEST (1 PACK) | WHOLE BLOOD EXTRACTION KIT- 250 TEST (1 PACK)
1666 | WIDAL ANTIGEN ( FOR TUBE METHOD ) 4X100ML | WIDAL ANTIGEN ( FOR TUBE METHOD ) 4X100ML
1667 | WIDAL ANTIGEN (FOR SLIDE TEST) 4X100ML | WIDAL ANTIGEN (FOR SLIDE TEST) 4X100ML
1668 | WIDAL TUBE TEST reagents 100 tests/PACK | WIDAL TUBE TEST REAGENTS 100 TESTS/PACK
1669 | WIPES - 0.5% AHP BASED HIGH LEVEL SURFACE DISINFECTANT TUBERCULOCIDAL WIPES WIPES - 100 PCS PER PACK | WIPES - 0.5% AHP BASED HIGH LEVEL SURFACE DISINFECTANT TUBERCULOCIDAL WIPES WIPES - 100 PCS PER PACK
1670 | WIPES - KIM WIPES (100 PCS PER PACK) | WIPES - KIM WIPES (100 PCS PER PACK)
1671 | WIPES - Tissue Wipes ( big towels packs) (Size- 37cm x 42cm. Should be made from 100% virgin fiber, low-lint and low-extractable. For sensitive instrument/lens cleaning.) - 1 X 100 PCS | WIPES - TISSUE WIPES ( BIG TOWELS PACKS) (SIZE- 37CM X 42CM. SHOULD BE MADE FROM 100% VIRGIN FIBER, LOW-LINT AND LOW-EXTRACTABLE. FOR SENSITIVE INSTRUMENT/LENS CLEANING.) - 1 X 100 PCS
1672 | WIPES - Tissue Wipes ( small towels packs) (Size- 21cm x 11cm. Should be made from 100% virgin fiber, low-lint and low-extractable. For sensitive instrument/lens cleaning.) - 1 X 100 PCS | WIPES - TISSUE WIPES ( SMALL TOWELS PACKS) (SIZE- 21CM X 11CM. SHOULD BE MADE FROM 100% VIRGIN FIBER, LOW-LINT AND LOW-EXTRACTABLE. FOR SENSITIVE INSTRUMENT/LENS CLEANING.) - 1 X 100 PCS
1673 | X RAY DEVELOPER 1 KG | X RAY DEVELOPER 1 KG
1674 | X RAY FIXER 1 KG | X RAY FIXER 1 KG
1675 | XTUM (CEFTRIAXONE + SULBACTAM) (ANTIBIOTIC DISC) P. SIZE 5 X 250 | XTUM (CEFTRIAXONE + SULBACTAM) (ANTIBIOTIC DISC) P. SIZE 5 X 250
1676 | XYLENE- 2.5 LTRS (SPECIFICATION: - BOILING RANGE (95%) = 137°C - 142°C WEIGHT PER ML AT 20°C = 0.850 - 0.865 NVM = 0.01% MAX. SOLUTION IN ALCOHOL = CLEAR) | XYLENE- 2.5 LTRS (SPECIFICATION: - BOILING RANGE (95%) = 137°C - 142°C WEIGHT PER ML AT 20°C = 0.850 - 0.865 NVM = 0.01% MAX. SOLUTION IN ALCOHOL = CLEAR)
1677 | XYLENE CYANOL - 10 GM | XYLENE CYANOL - 10 GM
1678 | XYLOCAINE 2% -25 ML | XYLOCAINE 2% -25 ML
1679 | ZINC CHLORIDE - 500 GM | ZINC CHLORIDE - 500 GM
1680 | ZINC POWDER- 500GM | ZINC POWDER- 500GM
1681 | Ziplock BAG - SAMPLE BAGS - 96W | ZIPLOCK BAG - SAMPLE BAGS - 96W
1682 | ZYMOKEEN - 1 LTR. | ZYMOKEEN - 1 LTR.
1683 | β-HCG control (level 1 & level 2) compatible with fully automated biochemistry/immunoassay analyzer Bidder should have peer group data of multiple equipments. Pack Size – 1 ml | Β-HCG CONTROL (LEVEL 1 & LEVEL 2) COMPATIBLE WITH FULLY AUTOMATED BIOCHEMISTRY/IMMUNOASSAY ANALYZER BIDDER SHOULD HAVE PEER GROUP DATA OF MULTIPLE EQUIPMENTS. PACK SIZE – 1 ML
1684 | TOXO IGM ELISA - 96 WELL PER PACK | TOXO IGM ELISA - 96 WELL PER PACK